## Avoided Cost Energy
WACC | 7.24% | nominal, annual
[12 empty] | Total Avoided Cost |  | Total
Summary: NPV and Annualized $/MWh of Avoided Costs | [11 empty] | Levelized Payment |  | Avoided Cost
NPV Of Avoided Costs | 83591010.1774 | [10 empty] | 25.6581 |  | 26.9143
Levelized Payment | 28.9988
Summary Table: Annual Wind QF Generation and Avoided Costs
Year | Generation (MWh) | Generation offsetting internal production (MWh) | Offset Purchases (MWh) | Average Offsetting Generation Avoided Cost ($/MWh) | Average Offset Purchase Price ($/MWh) | Total Offsetting Generation Avoided Cost ($) | Total Avoided Cost of Purchases ($) | Total Avoided Cost ($) | Average Avoided Cost ($/MWh) | Regulation | Interconnection Upgrade Costs | Average Avoided Cost ($/MWh) With Out RECs | Capacity Value | Average Avoided Cost ($/MWh) With Capacity
2018 | 277190.1684 | 133456.899 | 143733.2707 | 14.9248 | 22.1004 | 1991812.0568 | 3176566.4835 | 5168378.5404 | 18.6456 | -0.35152 | -2.8394 | 15.4547 | 0 | 15.4547
2019 | 277190.1234 | 117258.3313 | 159931.7887 | 16.1933 | 24.2237 | 1898801.1091 | 3874140.8908 | 5772941.9999 | 20.8267 | -0.38442 | -2.8394 | 17.6028 | 1.38 | 18.9828
2020 | 277190.1498 | 137262.907 | 139927.245 | 17.9897 | 26.8848 | 2469324.8286 | 3761914.9861 | 6231239.8147 | 22.48 | -0.41895 | -2.8394 | 19.2216 | 1.38 | 20.6016
2021 | 277190.1414 | 128689.9409 | 148500.2099 | 18.1735 | 28.0961 | 2338746.0585 | 4172273.8338 | 6511019.8923 | 23.4894 | -0.43966 | -2.8394 | 20.2103 | 1.38 | 21.5903
2022 | 277190.1899 | 110211.4619 | 166978.7312 | 21.0406 | 28.6883 | 2318916.551 | 4790336.0857 | 7109252.6366 | 25.6476 | -0.45528 | -2.8394 | 22.3529 | 1.38 | 23.7329
2023 | 277190.1852 | 106002.3285 | 171187.8562 | 23.2658 | 30.7236 | 2466224.0921 | 5259511.2569 | 7725735.349 | 27.8716 | -0.48351 | -2.8394 | 24.5487 | 1.38 | 25.9287
2024 | 277190.1912 | 115785.7295 | 161404.4623 | 23.3787 | 32.5258 | 2706915.291 | 5249806.0954 | 7956721.3864 | 28.7049 | -0.50575 | -2.8394 | 25.3597 | 1.38 | 26.7397
2025 | 277190.1714 | 94700.7748 | 182489.4011 | 24.1796 | 33.8851 | 2289830.5181 | 6183674.7667 | 8473505.2849 | 30.5693 | -0.53001 | -2.8394 | 27.1999 | 1.38 | 28.5799
2026 | 277190.2399 | 97947.288 | 179242.9481 | 24.9891 | 34.4497 | 2447616.94 | 6174868.2012 | 8622485.1412 | 31.1067 | -0.54012 | -2.8394 | 27.7272 | 1.38 | 29.1072
2027 | 277190.257 | 83765.3499 | 193424.907 | 26.1114 | 34.4163 | 2187232.518 | 6656968.6525 | 8844201.1705 | 31.9066 | -0.54014 | -2.8394 | 28.527 | 1.38 | 29.907
2028 | 277190.1967 | 67952.0198 | 209238.1767 | 28.8183 | 34.4943 | 1958264.7275 | 7217525.4221 | 9175790.1496 | 33.1029 | -0.54584 | -2.8394 | 29.7176 | 1.38 | 31.0976
2029 | 277190.1353 | 70862.2863 | 206327.8593 | 27.7149 | 35.0658 | 1963943.0222 | 7235045.9856 | 9198989.0078 | 33.1866 | -0.55181 | -2.8394 | 29.7953 | 1.38 | 31.1753
2030 | 277190.1543 | 63675.2846 | 213514.8692 | 27.9741 | 35.774 | 1781259.5377 | 7638270.9978 | 9419530.5355 | 33.9822 | -0.56116 | -2.8394 | 30.5816 | 1.38 | 31.9616
2031 | 277190.1494 | 55600.0791 | 221590.0729 | 28.7287 | 36.5647 | 1597319.3419 | 8102371.2566 | 9699690.5985 | 34.9929 | -0.57568 | -2.8394 | 31.5778 | 1.38 | 32.9578
2032 | 277190.1061 | 48680.5505 | 228509.5597 | 30.9252 | 38.3161 | 1505457.2848 | 8755597.7351 | 10261055.0199 | 37.0181 | -0.60168 | -2.8394 | 33.577 | 1.38 | 34.957
2033 | 277190.2191 | 53715.5693 | 223474.6454 | 30.707 | 39.455 | 1649445.7513 | 8817192.2468 | 10466637.9981 | 37.7598 | -0.62083 | -2.8394 | 34.2995 | 1.38 | 35.6795
2034 | 277190.1506 | 44391.498 | 232798.6553 | 30.9258 | 40.7042 | 1372842.7277 | 9475880.2211 | 10848722.9488 | 39.1382 | -0.64024 | -2.8394 | 35.6585 | 1.38 | 37.0385
2035 | 277190.1062 | 46644.9404 | 230545.1566 | 31.2218 | 41.779 | 1456340.9445 | 9631934.6241 | 11088275.5686 | 40.0024 | -0.65437 | -2.8394 | 36.5086 | 1.38 | 37.8886
2036 | 277190.2079 | 43568.6825 | 233613.9426 | 32.4931 | 42.0551 | 1415680.2676 | 9824667.4296 | 11240347.6972 | 40.551 | -0.65965 | -2.8394 | 37.052 | 1.38 | 38.432
2037 | 277190.1738 | 42615.5356 | 234545.7845 | 32.3803 | 43.2296 | 1379902.4622 | 10139323.7587 | 11519226.2209 | 41.5571 | -0.67666 | -2.8394 | 38.041 | 1.38 | 39.421

## Iteration Prices
DRAFT PREPARED IN ANTICIPATION OF LITIGATION AND SUBJECT TO WORK PRODUCT PRIVILEGE.
Books | South Dakota
Date Intervals | Monthly
Stats | Mean
0 | Simulation
Study Portfolios | 2017-08-17 Juhl - SD_IRP_MainPortfolio With County Wind Projects
| Heavy Load | [358 empty] | Light Load
[24 empty] | 2016-01 | 2016-02 | 2016-03 | 2016-04 | 2016-05 | 2016-06 | 2016-07 | 2016-08 | 2016-09 | 2016-10 | 2016-11 | 2016-12 | 2018-01 | 2018-02 | 2018-03 | 2018-04 | 2018-05 | 2018-06 | 2018-07 | 2018-08 | 2018-09 | 2018-10 | 2018-11 | 2018-12 | 2019-01 | 2019-02 | 2019-03 | 2019-04 | 2019-05 | 2019-06 | 2019-07 | 2019-08 | 2019-09 | 2019-10 | 2019-11 | 2019-12 | 2020-01 | 2020-02 | 2020-03 | 2020-04 | 2020-05 | 2020-06 | 2020-07 | 2020-08 | 2020-09 | 2020-10 | 2020-11 | 2020-12 | 2021-01 | 2021-02 | 2021-03 | 2021-04 | 2021-05 | 2021-06 | 2021-07 | 2021-08 | 2021-09 | 2021-10 | 2021-11 | 2021-12 | 2022-01 | 2022-02 | 2022-03 | 2022-04 | 2022-05 | 2022-06 | 2022-07 | 2022-08 | 2022-09 | 2022-10 | 2022-11 | 2022-12 | 2023-01 | 2023-02 | 2023-03 | 2023-04 | 2023-05 | 2023-06 | 2023-07 | 2023-08 | 2023-09 | 2023-10 | 2023-11 | 2023-12 | 2024-01 | 2024-02 | 2024-03 | 2024-04 | 2024-05 | 2024-06 | 2024-07 | 2024-08 | 2024-09 | 2024-10 | 2024-11 | 2024-12 | 2025-01 | 2025-02 | 2025-03 | 2025-04 | 2025-05 | 2025-06 | 2025-07 | 2025-08 | 2025-09 | 2025-10 | 2025-11 | 2025-12 | 2026-01 | 2026-02 | 2026-03 | 2026-04 | 2026-05 | 2026-06 | 2026-07 | 2026-08 | 2026-09 | 2026-10 | 2026-11 | 2026-12 | 2027-01 | 2027-02 | 2027-03 | 2027-04 | 2027-05 | 2027-06 | 2027-07 | 2027-08 | 2027-09 | 2027-10 | 2027-11 | 2027-12 | 2028-01 | 2028-02 | 2028-03 | 2028-04 | 2028-05 | 2028-06 | 2028-07 | 2028-08 | 2028-09 | 2028-10 | 2028-11 | 2028-12 | 2029-01 | 2029-02 | 2029-03 | 2029-04 | 2029-05 | 2029-06 | 2029-07 | 2029-08 | 2029-09 | 2029-10 | 2029-11 | 2029-12 | 2030-01 | 2030-02 | 2030-03 | 2030-04 | 2030-05 | 2030-06 | 2030-07 | 2030-08 | 2030-09 | 2030-10 | 2030-11 | 2030-12 | 2031-01 | 2031-02 | 2031-03 | 2031-04 | 2031-05 | 2031-06 | 2031-07 | 2031-08 | 2031-09 | 2031-10 | 2031-11 | 2031-12 | 2032-01 | 2032-02 | 2032-03 | 2032-04 | 2032-05 | 2032-06 | 2032-07 | 2032-08 | 2032-09 | 2032-10 | 2032-11 | 2032-12 | 2033-01 | 2033-02 | 2033-03 | 2033-04 | 2033-05 | 2033-06 | 2033-07 | 2033-08 | 2033-09 | 2033-10 | 2033-11 | 2033-12 | 2034-01 | 2034-02 | 2034-03 | 2034-04 | 2034-05 | 2034-06 | 2034-07 | 2034-08 | 2034-09 | 2034-10 | 2034-11 | 2034-12 | 2035-01 | 2035-02 | 2035-03 | 2035-04 | 2035-05 | 2035-06 | 2035-07 | 2035-08 | 2035-09 | 2035-10 | 2035-11 | 2035-12 | 2036-01 | 2036-02 | 2036-03 | 2036-04 | 2036-05 | 2036-06 | 2036-07 | 2036-08 | 2036-09 | 2036-10 | 2036-11 | 2036-12 | 2037-01 | 2037-02 | 2037-03 | 2037-04 | 2037-05 | 2037-06 | 2037-07 | 2037-08 | 2037-09 | 2037-10 | 2037-11 | 2037-12 | 2037-01 | 2037-02 | 2037-03 | 2037-04 | 2037-05 | 2037-06 | 2037-07 | 2037-08 | 2037-09 | 2037-10 | 2037-11 | 2037-12 | 2038-01 | 2038-02 | 2038-03 | 2038-04 | 2038-05 | 2038-06 | 2038-07 | 2038-08 | 2038-09 | 2038-10 | 2038-11 | 2038-12 | 2039-01 | 2039-02 | 2039-03 | 2039-04 | 2039-05 | 2039-06 | 2039-07 | 2039-08 | 2039-09 | 2039-10 | 2039-11 | 2039-12 | 2040-01 | 2040-02 | 2040-03 | 2040-04 | 2040-05 | 2040-06 | 2040-07 | 2040-08 | 2040-09 | 2040-10 | 2040-11 | 2040-12 | [60 empty] | 2016-01 | 2016-02 | 2016-03 | 2016-04 | 2016-05 | 2016-06 | 2016-07 | 2016-08 | 2016-09 | 2016-10 | 2016-11 | 2016-12 | 2018-01 | 2018-02 | 2018-03 | 2018-04 | 2018-05 | 2018-06 | 2018-07 | 2018-08 | 2018-09 | 2018-10 | 2018-11 | 2018-12 | 2019-01 | 2019-02 | 2019-03 | 2019-04 | 2019-05 | 2019-06 | 2019-07 | 2019-08 | 2019-09 | 2019-10 | 2019-11 | 2019-12 | 2020-01 | 2020-02 | 2020-03 | 2020-04 | 2020-05 | 2020-06 | 2020-07 | 2020-08 | 2020-09 | 2020-10 | 2020-11 | 2020-12 | 2021-01 | 2021-02 | 2021-03 | 2021-04 | 2021-05 | 2021-06 | 2021-07 | 2021-08 | 2021-09 | 2021-10 | 2021-11 | 2021-12 | 2022-01 | 2022-02 | 2022-03 | 2022-04 | 2022-05 | 2022-06 | 2022-07 | 2022-08 | 2022-09 | 2022-10 | 2022-11 | 2022-12 | 2023-01 | 2023-02 | 2023-03 | 2023-04 | 2023-05 | 2023-06 | 2023-07 | 2023-08 | 2023-09 | 2023-10 | 2023-11 | 2023-12 | 2024-01 | 2024-02 | 2024-03 | 2024-04 | 2024-05 | 2024-06 | 2024-07 | 2024-08 | 2024-09 | 2024-10 | 2024-11 | 2024-12 | 2025-01 | 2025-02 | 2025-03 | 2025-04 | 2025-05 | 2025-06 | 2025-07 | 2025-08 | 2025-09 | 2025-10 | 2025-11 | 2025-12 | 2026-01 | 2026-02 | 2026-03 | 2026-04 | 2026-05 | 2026-06 | 2026-07 | 2026-08 | 2026-09 | 2026-10 | 2026-11 | 2026-12 | 2027-01 | 2027-02 | 2027-03 | 2027-04 | 2027-05 | 2027-06 | 2027-07 | 2027-08 | 2027-09 | 2027-10 | 2027-11 | 2027-12 | 2028-01 | 2028-02 | 2028-03 | 2028-04 | 2028-05 | 2028-06 | 2028-07 | 2028-08 | 2028-09 | 2028-10 | 2028-11 | 2028-12 | 2029-01 | 2029-02 | 2029-03 | 2029-04 | 2029-05 | 2029-06 | 2029-07 | 2029-08 | 2029-09 | 2029-10 | 2029-11 | 2029-12 | 2030-01 | 2030-02 | 2030-03 | 2030-04 | 2030-05 | 2030-06 | 2030-07 | 2030-08 | 2030-09 | 2030-10 | 2030-11 | 2030-12 | 2031-01 | 2031-02 | 2031-03 | 2031-04 | 2031-05 | 2031-06 | 2031-07 | 2031-08 | 2031-09 | 2031-10 | 2031-11 | 2031-12 | 2032-01 | 2032-02 | 2032-03 | 2032-04 | 2032-05 | 2032-06 | 2032-07 | 2032-08 | 2032-09 | 2032-10 | 2032-11 | 2032-12 | 2033-01 | 2033-02 | 2033-03 | 2033-04 | 2033-05 | 2033-06 | 2033-07 | 2033-08 | 2033-09 | 2033-10 | 2033-11 | 2033-12 | 2034-01 | 2034-02 | 2034-03 | 2034-04 | 2034-05 | 2034-06 | 2034-07 | 2034-08 | 2034-09 | 2034-10 | 2034-11 | 2034-12 | 2035-01 | 2035-02 | 2035-03 | 2035-04 | 2035-05 | 2035-06 | 2035-07 | 2035-08 | 2035-09 | 2035-10 | 2035-11 | 2035-12 | 2036-01 | 2036-02 | 2036-03 | 2036-04 | 2036-05 | 2036-06 | 2036-07 | 2036-08 | 2036-09 | 2036-10 | 2036-11 | 2036-12 | 2037-01 | 2037-02 | 2037-03 | 2037-04 | 2037-05 | 2037-06 | 2037-07 | 2037-08 | 2037-09 | 2037-10 | 2037-11 | 2037-12 | 2037-01 | 2037-02 | 2037-03 | 2037-04 | 2037-05 | 2037-06 | 2037-07 | 2037-08 | 2037-09 | 2037-10 | 2037-11 | 2037-12 | 2038-01 | 2038-02 | 2038-03 | 2038-04 | 2038-05 | 2038-06 | 2038-07 | 2038-08 | 2038-09 | 2038-10 | 2038-11 | 2038-12 | 2039-01 | 2039-02 | 2039-03 | 2039-04 | 2039-05 | 2039-06 | 2039-07 | 2039-08 | 2039-09 | 2039-10 | 2039-11 | 2039-12 | 2040-01 | 2040-02 | 2040-03 | 2040-04 | 2040-05 | 2040-06 | 2040-07 | 2040-08 | 2040-09 | 2040-10 | 2040-11 | 2040-12
MARKETPRICE - Market Price $/Unit
Forward Curve
NWE Purchase Price - Load | [23 empty] | 2037-01: 74.24; 2037-02: 64.69; 2037-03: 69.4; 2037-04: 59.59; 2037-05: 56.84; 2037-06: 64.17; 2037-07: 85.62; 2037-08: 78.3; 2037-09: 59.2; 2037-10: 59.2; 2037-11: 64.95; 2037-12: 87.19 | [312 empty] | 46.9 | 38.78 | 53.7 | 43.63 | 38.52 | 43.63 | 47.42 | 46.37 | 34.21 | 46.9 | 48.34 | 57.4935
MEAN | [23 empty] | 27.36 | 25.8 | 22.64 | 23.05 | 21 | 21.05 | 29.49 | 32.69 | 29.59 | 24.04 | 26.54 | 31.23 | 35.1628 | 32.8616 | 27.0066 | 24.5558 | 25.6732 | 25.6216 | 32.2696 | 29.2668 | 24.9273 | 24.2228 | 24.589 | 26.6015 | 38.4493 | 35.9209 | 29.5324 | 26.8564 | 28.0912 | 28.027 | 35.2961 | 32.0143 | 27.2743 | 26.5032 | 26.894 | 29.106 | 41.9002 | 39.154 | 32.1848 | 29.2552 | 30.5872 | 30.5115 | 38.4403 | 34.8643 | 29.6864 | 28.8606 | 29.2785 | 31.6667 | 43.9877 | 41.1043 | 33.8012 | 30.7171 | 32.1123 | 32.0316 | 40.3348 | 36.5809 | 31.1773 | 30.3088 | 30.7518 | 33.2604 | 45.5535 | 42.5677 | 35.0053 | 31.8114 | 33.2564 | 33.1726 | 41.7706 | 37.8834 | 32.2882 | 31.3889 | 31.8476 | 34.4454 | 48.368 | 45.1972 | 37.1656 | 33.7742 | 35.3082 | 35.2197 | 44.3514 | 40.2232 | 34.2799 | 33.3247 | 33.8117 | 36.5703 | 50.5733 | 47.2571 | 38.8553 | 35.3092 | 36.9125 | 36.821 | 46.3733 | 42.0554 | 35.8368 | 34.8372 | 35.3463 | 38.2315 | 52.9838 | 49.5089 | 40.7033 | 36.988 | 38.6674 | 38.5724 | 48.5836 | 44.0585 | 37.5398 | 36.4921 | 37.0253 | 40.0485 | 53.9763 | 50.4353 | 41.4611 | 37.6759 | 39.3864 | 39.2905 | 49.4936 | 44.8823 | 38.2371 | 37.1689 | 37.7121 | 40.7926 | 53.9621 | 50.4213 | 41.446 | 37.6617 | 39.3712 | 39.2763 | 49.4803 | 44.869 | 38.2219 | 37.1532 | 37.6962 | 40.7766 | 54.5169 | 50.939 | 41.8685 | 38.045 | 39.7717 | 39.6766 | 49.989 | 45.3291 | 38.6101 | 37.5299 | 38.0783 | 41.1909 | 55.0997 | 51.483 | 42.3127 | 38.4482 | 40.193 | 40.0976 | 50.5233 | 45.8125 | 39.0185 | 37.9263 | 38.4805 | 41.6268 | 56.0239 | 52.346 | 43.0199 | 39.0906 | 40.8644 | 40.7678 | 51.3706 | 46.58 | 39.6699 | 38.5589 | 39.1224 | 42.3218 | 57.46 | 53.6873 | 44.1194 | 40.0891 | 41.9082 | 41.8098 | 52.6874 | 47.7729 | 40.6827 | 39.5427 | 40.1205 | 43.4024 | 60.0488 | 56.1058 | 46.1054 | 41.8935 | 43.7944 | 43.6919 | 55.061 | 49.9246 | 42.5134 | 41.3219 | 41.9257 | 45.3556 | 61.9589 | 57.8905 | 47.5717 | 43.2259 | 45.1871 | 45.0814 | 56.8126 | 51.5127 | 43.8653 | 42.6358 | 43.2589 | 46.7979 | 63.891 | 59.6954 | 49.054 | 44.5725 | 46.5948 | 46.4861 | 58.5841 | 53.1185 | 45.2317 | 43.9635 | 44.606 | 48.2557 | 65.2889 | 61.001 | 50.1243 | 45.5446 | 47.6109 | 47.5004 | 59.8659 | 54.2798 | 46.2176 | 44.9213 | 45.5778 | 49.3077 | 65.8113 | 61.4889 | 50.5241 | 45.9078 | 47.9905 | 47.8793 | 60.3449 | 54.7137 | 46.5859 | 45.279 | 45.9407 | 49.7006 | 67.5023 | 63.0686 | 51.8208 | 47.0858 | 49.2218 | 49.1081 | 61.8953 | 56.1189 | 47.7809 | 46.4402 | 47.1189 | 50.9756 | 74.24 | 64.69 | 69.4 | 59.59 | 56.84 | 64.17 | 85.62 | 78.3 | 59.2 | 59.2 | 64.95 | 87.19 | 97.5122 | 91.5275 | 83.3544 | 80.46 | 76.7 | 76.6117 | 98.2018 | 107.7618 | 99.1518 | 85.9648 | 92.7949 | 103.8962 | 101.937 | 95.6836 | 87.1523 | 84.122 | 80.2021 | 80.1042 | 102.6639 | 112.6439 | 103.6439 | 89.8803 | 97.0103 | 108.5993 | 106.5593 | 100.0373 | 91.1179 | 87.9618 | 83.8519 | 83.7645 | 107.3234 | 117.7434 | 108.3534 | 93.9733 | 101.4233 | 113.52 | [60 empty] | 22.1852 | 21.4185 | 18.5101 | 16.0674 | 12.2674 | 11.3199 | 16.8892 | 20.7892 | 20.539 | 20.315 | 21.2124 | 24.9138 | 25.5864 | 23.1906 | 18.792 | 18.077 | 14.6024 | 16.4813 | 16.9018 | 16.5286 | 15.8166 | 16.1431 | 16.4906 | 17.8604 | 28.0014 | 25.3642 | 20.554 | 19.7612 | 15.9573 | 18.0108 | 18.4743 | 18.0564 | 17.3112 | 17.6462 | 18.0247 | 19.5309 | 30.5071 | 27.6287 | 22.3943 | 21.5282 | 17.4048 | 19.6519 | 20.1288 | 19.6822 | 18.8592 | 19.2201 | 19.6308 | 21.2766 | 32.0242 | 28.9924 | 23.5012 | 22.5977 | 18.2764 | 20.6223 | 21.1316 | 20.6485 | 19.8024 | 20.1721 | 20.5799 | 22.3179 | 33.1583 | 30.0256 | 24.3448 | 23.4028 | 18.9312 | 21.3586 | 21.875 | 21.3934 | 20.5084 | 20.8981 | 21.3144 | 23.122 | 35.2093 | 31.8858 | 25.8453 | 24.8446 | 20.0925 | 22.6711 | 23.2256 | 22.7048 | 21.7707 | 22.1802 | 22.6253 | 24.5425 | 36.8072 | 33.3339 | 27.0133 | 25.9726 | 21.0004 | 23.699 | 24.2838 | 23.7327 | 22.7482 | 23.1779 | 23.6535 | 25.6506 | 38.5589 | 34.9155 | 28.295 | 27.2043 | 21.992 | 24.821 | 25.4252 | 24.8545 | 23.8303 | 24.2798 | 24.7752 | 26.8722 | 39.2779 | 35.5652 | 28.8143 | 27.7025 | 22.3906 | 25.2682 | 25.8947 | 25.3131 | 24.258 | 24.7175 | 25.224 | 27.3615 | 39.2631 | 35.5515 | 28.8001 | 27.6866 | 22.3753 | 25.2511 | 25.8804 | 25.2976 | 24.2411 | 24.7008 | 25.2088 | 27.3469 | 39.6624 | 35.9216 | 29.0899 | 27.9652 | 22.5941 | 25.5089 | 26.1402 | 25.5464 | 24.4894 | 24.949 | 25.4681 | 27.6265 | 40.0832 | 36.303 | 29.4011 | 28.2552 | 22.8346 | 25.7682 | 26.4214 | 25.8167 | 24.739 | 25.2086 | 25.7287 | 27.9175 | 40.7593 | 36.9093 | 29.8873 | 28.731 | 23.2106 | 26.1936 | 26.8576 | 26.2427 | 25.1445 | 25.6242 | 26.1546 | 28.3836 | 41.8048 | 37.8451 | 30.6531 | 29.4561 | 23.7958 | 26.8584 | 27.5433 | 26.9079 | 25.7896 | 26.2793 | 26.82 | 29.0991 | 43.6815 | 39.5514 | 32.0294 | 30.7834 | 24.8628 | 28.0662 | 28.7797 | 28.1149 | 26.947 | 27.4567 | 28.0269 | 30.4158 | 45.0694 | 40.8087 | 33.047 | 31.7618 | 25.651 | 28.9553 | 29.6973 | 29.0131 | 27.7958 | 28.3256 | 28.9148 | 31.3734 | 46.4744 | 42.0834 | 34.0819 | 32.7472 | 26.4562 | 29.8612 | 30.6222 | 29.9184 | 28.6615 | 29.2113 | 29.82 | 32.3585 | 47.4901 | 42.9994 | 34.8177 | 33.4627 | 27.0218 | 30.5062 | 31.278 | 30.564 | 29.2868 | 29.8465 | 30.4657 | 33.0543 | 47.8681 | 43.3476 | 35.0958 | 33.7205 | 27.2397 | 30.7439 | 31.5261 | 30.8018 | 29.5144 | 30.0742 | 30.7037 | 33.3223 | 49.1003 | 44.4596 | 35.9979 | 34.5828 | 27.9319 | 31.5262 | 32.3382 | 31.5941 | 30.2669 | 30.8465 | 31.4857 | 34.1743 | 46.9 | 38.78 | 53.7 | 43.63 | 38.52 | 43.63 | 47.42 | 46.37 | 34.21 | 46.9 | 48.34 | 57.4935 | 87.2485 | 83.4465 | 76.0782 | 65.8415 | 54.8115 | 50.3194 | 63.6564 | 77.5364 | 75.7963 | 76.6483 | 81.9242 | 90.3045 | 91.2178 | 87.247 | 79.5502 | 68.8522 | 57.3322 | 52.6503 | 66.5882 | 81.0782 | 79.258 | 80.1489 | 85.6546 | 94.4282 | 95.3647 | 91.2152 | 83.1799 | 72.0108 | 59.9708 | 55.0791 | 69.6477 | 84.7677 | 82.8776 | 83.8072 | 89.5528 | 98.7022
NWE Sales Price - Neal
MARKETPRICE - Market Price $/Unit |  |  |  | 19.16 | 18.08 | 25.52 | 29.56 | 26 | 22.39 | 25.44 | 29.26 | 28.19 | 25.52 | 22.07 | 21.48 | 20.9 | 19.8 | 27.62 | 31.81 | 28.23 | 24.32 | 28.04 | 32.31 | 25.66 | 24.12 | 20.99 | 21.49 | 19.44 | 19.51 | 27.78 | 30.98 | 27.88 | 22.36 | 24.86 | 29.52 | 35.2018 | 32.9003 | 27.0446 | 24.5937 | 25.7137 | 25.6618 | 32.3095 | 29.3063 | 24.9684 | 24.2633 | 24.6319 | 26.6462 | 38.4912 | 35.9609 | 29.5736 | 26.8981 | 28.1377 | 28.0721 | 35.3406 | 32.0587 | 27.3213 | 26.5494 | 26.9414 | 29.157 | 41.9454 | 39.1985 | 32.2298 | 29.2988 | 30.6339 | 30.5557 | 38.485 | 34.909 | 29.7321 | 28.9075 | 29.3255 | 31.7144 | 44.0375 | 41.1531 | 33.8521 | 30.7651 | 32.1632 | 32.0797 | 40.3808 | 36.6267 | 31.2286 | 30.3612 | 30.8048 | 33.3146 | 45.6056 | 42.6188 | 35.0585 | 31.8615 | 33.3095 | 33.2229 | 41.8187 | 37.9312 | 32.3418 | 31.4436 | 31.9031 | 34.502 | 48.4218 | 45.2499 | 37.2206 | 33.826 | 35.3631 | 35.2717 | 44.401 | 40.2726 | 34.3353 | 33.3812 | 33.869 | 36.6288 | 50.6268 | 47.3095 | 38.9099 | 35.3607 | 36.9671 | 36.8727 | 46.4227 | 42.1045 | 35.8918 | 34.8933 | 35.4033 | 38.2896 | 53.0376 | 49.5615 | 40.7582 | 37.0397 | 38.7222 | 38.6243 | 48.6332 | 44.1079 | 37.5951 | 36.5485 | 37.0826 | 40.1069 | 54.0283 | 50.4863 | 41.5142 | 37.726 | 39.4394 | 39.3407 | 49.5416 | 44.9301 | 38.2907 | 37.2235 | 37.7675 | 40.8491 | 54.0117 | 50.4699 | 41.4967 | 37.7095 | 39.4219 | 39.3243 | 49.5262 | 44.9146 | 38.273 | 37.2054 | 37.7491 | 40.8305 | 54.5649 | 50.986 | 41.9175 | 38.0912 | 39.8207 | 39.7229 | 50.0333 | 45.3731 | 38.6595 | 37.5803 | 38.1295 | 41.243 | 55.1462 | 51.5286 | 42.3602 | 38.4929 | 40.2405 | 40.1425 | 50.5663 | 45.8552 | 39.0664 | 37.9751 | 38.5301 | 41.6774 | 56.0697 | 52.391 | 43.0668 | 39.1347 | 40.9112 | 40.8121 | 51.413 | 46.6222 | 39.7171 | 38.6071 | 39.1713 | 42.3716 | 57.5051 | 53.7316 | 44.1655 | 40.1326 | 41.9543 | 41.8534 | 52.7291 | 47.8144 | 40.7291 | 39.5901 | 40.1687 | 43.4515 | 60.095 | 56.1511 | 46.1527 | 41.938 | 43.8416 | 43.7366 | 55.1037 | 49.9671 | 42.561 | 41.3704 | 41.975 | 45.4059 | 62.0064 | 57.937 | 47.6202 | 43.2716 | 45.2356 | 45.1272 | 56.8564 | 51.5563 | 43.9142 | 42.6857 | 43.3095 | 46.8495 | 63.9393 | 59.7427 | 49.1033 | 44.6189 | 46.644 | 46.5327 | 58.6287 | 53.1629 | 45.2814 | 44.0142 | 44.6574 | 48.3081 | 65.3365 | 61.0477 | 50.1729 | 45.5905 | 47.6595 | 47.5463 | 59.9098 | 54.3235 | 46.2666 | 44.9713 | 45.6285 | 49.3594 | 65.8586 | 61.5353 | 50.5724 | 45.9533 | 48.0387 | 47.925 | 60.3886 | 54.7571 | 46.6346 | 45.3287 | 45.9911 | 49.7519 | 67.5499 | 63.1153 | 51.8695 | 47.1316 | 49.2703 | 49.1541 | 61.9393 | 56.1627 | 47.8299 | 46.4902 | 47.1696 | 51.0274 | 90.5824 | 84.8988 | 77.0959 | 74.4439 | 70.8339 | 70.7552 | 91.1914 | 100.3514 | 92.0914 | 79.5562 | 86.0856 | 96.6659 | 94.7629 | 88.8216 | 80.6811 | 77.8954 | 74.1354 | 74.0471 | 95.3982 | 104.9582 | 96.3482 | 83.2481 | 90.0673 | 101.1143 | 99.13 | 92.9209 | 84.423 | 81.5036 | 77.5836 | 77.4858 | 99.8013 | 109.7814 | 100.7814 | 87.1065 | 94.2254 | 105.759 | 103.6933 | 97.2166 | 88.3312 | 85.2884 | 81.1784 | 81.0911 | 104.4008 | 114.8208 | 105.4308 | 91.1413 | 98.58 | 110.6201 | [60 empty] | 20.5527 | 19.8028 | 16.9151 | 14.6511 | 10.8511 | 9.9049 | 15.3088 | 19.2088 | 18.9584 | 18.6975 | 19.5936 | 23.2698 | 25.6214 | 23.2263 | 18.8278 | 18.118 | 14.6398 | 16.523 | 16.9392 | 16.5698 | 15.8561 | 16.1865 | 16.5337 | 17.899 | 28.0431 | 25.4034 | 20.5931 | 19.8044 | 15.9969 | 18.0539 | 18.5135 | 18.0989 | 17.3558 | 17.693 | 18.0699 | 19.5726 | 30.5512 | 27.6699 | 22.4364 | 21.5753 | 17.4499 | 19.7025 | 20.1716 | 19.7285 | 18.9079 | 19.269 | 19.6784 | 21.3205 | 32.0707 | 29.0357 | 23.5458 | 22.6477 | 18.3247 | 20.6759 | 21.1762 | 20.6972 | 19.8547 | 20.2242 | 20.6273 | 22.3635 | 33.2069 | 30.0708 | 24.3914 | 23.4551 | 18.9818 | 21.4147 | 21.9217 | 21.4443 | 20.563 | 20.9526 | 21.3639 | 23.1697 | 35.2595 | 31.9326 | 25.8935 | 24.8986 | 20.1447 | 22.7291 | 23.2738 | 22.7573 | 21.8271 | 22.2366 | 22.6765 | 24.5917 | 36.8572 | 33.3804 | 27.0612 | 26.0263 | 21.0524 | 23.7566 | 24.3318 | 23.7849 | 22.8042 | 23.2339 | 23.7044 | 25.6996 | 38.6091 | 34.9622 | 28.3431 | 27.2583 | 22.0441 | 24.8789 | 25.4734 | 24.907 | 23.8866 | 24.3361 | 24.8263 | 26.9214 | 39.3265 | 35.6105 | 28.8609 | 27.7547 | 22.441 | 25.3242 | 25.9413 | 25.3639 | 24.3125 | 24.7719 | 25.2735 | 27.4091 | 39.3095 | 35.5947 | 28.8446 | 27.7364 | 22.4235 | 25.3046 | 25.9249 | 25.3461 | 24.2932 | 24.7528 | 25.256 | 27.3923 | 39.7072 | 35.9633 | 29.1329 | 28.0133 | 22.6407 | 25.5606 | 26.1832 | 25.5933 | 24.5397 | 24.9992 | 25.5137 | 27.6704 | 40.1267 | 36.3435 | 29.4427 | 28.3019 | 22.8797 | 25.8183 | 26.4631 | 25.8621 | 24.7878 | 25.2573 | 25.7729 | 27.9601 | 40.8022 | 36.9492 | 29.9284 | 28.7771 | 23.2551 | 26.243 | 26.8988 | 26.2875 | 25.1926 | 25.6722 | 26.1983 | 28.4256 | 41.847 | 37.8843 | 30.6935 | 29.5015 | 23.8396 | 26.9071 | 27.5838 | 26.952 | 25.8369 | 26.3266 | 26.863 | 29.1405 | 43.7247 | 39.5916 | 32.0708 | 30.8298 | 24.9077 | 28.116 | 28.8212 | 28.16 | 26.9954 | 27.5051 | 28.0709 | 30.4582 | 45.1137 | 40.8499 | 33.0895 | 31.8095 | 25.6971 | 29.0065 | 29.7399 | 29.0595 | 27.8455 | 28.3753 | 28.96 | 31.4169 | 46.5195 | 42.1253 | 34.1251 | 32.7957 | 26.5031 | 29.9132 | 30.6654 | 29.9656 | 28.7121 | 29.2618 | 29.866 | 32.4027 | 47.5346 | 43.0408 | 34.8604 | 33.5105 | 27.068 | 30.5575 | 31.3207 | 30.6105 | 29.3367 | 29.8963 | 30.511 | 33.0978 | 47.9123 | 43.3887 | 35.1382 | 33.7679 | 27.2855 | 30.7948 | 31.5685 | 30.848 | 29.5639 | 30.1237 | 30.7486 | 33.3656 | 49.1448 | 44.501 | 36.0405 | 34.6306 | 27.9781 | 31.5774 | 32.3809 | 31.6406 | 30.3168 | 30.8964 | 31.531 | 34.2179 | 80.8754 | 77.2605 | 70.2358 | 60.6531 | 50.0832 | 45.7848 | 58.3387 | 71.6287 | 69.9684 | 70.7433 | 75.7972 | 83.7811 | 84.6127 | 80.8397 | 73.5072 | 63.4772 | 52.4473 | 47.9592 | 61.0797 | 74.9597 | 73.2194 | 74.0425 | 79.3163 | 87.653 | 88.5267 | 84.5855 | 76.9253 | 66.4383 | 54.9183 | 50.2405 | 63.9573 | 78.4473 | 76.627 | 77.4883 | 82.9919 | 91.721 | 92.6171 | 88.4978 | 80.4999 | 69.5462 | 57.5063 | 52.6187 | 66.9616 | 82.0816 | 80.1913 | 81.0907 | 86.8342 | 95.9382
PRB
MEAN | [23 empty] | 1.142 | 1.142 | 1.142 | 1.142 | 1.142 | 1.142 | 1.142 | 1.142 | 1.142 | 1.142 | 1.142 | 1.142 | 0.97 | 0.97 | 0.97 | 0.97 | 0.97 | 0.97 | 0.97 | 0.97 | 0.97 | 0.97 | 0.97 | 0.97 | 0.99 | 0.99 | 0.99 | 0.99 | 0.99 | 0.99 | 0.99 | 0.99 | 0.99 | 0.99 | 0.99 | 0.99 | 1.01 | 1.01 | 1.01 | 1.01 | 1.01 | 1.01 | 1.01 | 1.01 | 1.01 | 1.01 | 1.01 | 1.01 | 1.03 | 1.03 | 1.03 | 1.03 | 1.03 | 1.03 | 1.03 | 1.03 | 1.03 | 1.03 | 1.03 | 1.03 | 1.06 | 1.06 | 1.06 | 1.06 | 1.06 | 1.06 | 1.06 | 1.06 | 1.06 | 1.06 | 1.06 | 1.06 | 1.09 | 1.09 | 1.09 | 1.09 | 1.09 | 1.09 | 1.09 | 1.09 | 1.09 | 1.09 | 1.09 | 1.09 | 1.11 | 1.11 | 1.11 | 1.11 | 1.11 | 1.11 | 1.11 | 1.11 | 1.11 | 1.11 | 1.11 | 1.11 | 1.15 | 1.15 | 1.15 | 1.15 | 1.15 | 1.15 | 1.15 | 1.15 | 1.15 | 1.15 | 1.15 | 1.15 | 1.18 | 1.18 | 1.18 | 1.18 | 1.18 | 1.18 | 1.18 | 1.18 | 1.18 | 1.18 | 1.18 | 1.18 | 1.22 | 1.22 | 1.22 | 1.22 | 1.22 | 1.22 | 1.22 | 1.22 | 1.22 | 1.22 | 1.22 | 1.22 | 1.25 | 1.25 | 1.25 | 1.25 | 1.25 | 1.25 | 1.25 | 1.25 | 1.25 | 1.25 | 1.25 | 1.25 | 1.3 | 1.3 | 1.3 | 1.3 | 1.3 | 1.3 | 1.3 | 1.3 | 1.3 | 1.3 | 1.3 | 1.3 | 1.35 | 1.35 | 1.35 | 1.35 | 1.35 | 1.35 | 1.35 | 1.35 | 1.35 | 1.35 | 1.35 | 1.35 | 1.4 | 1.4 | 1.4 | 1.4 | 1.4 | 1.4 | 1.4 | 1.4 | 1.4 | 1.4 | 1.4 | 1.4 | 1.44 | 1.44 | 1.44 | 1.44 | 1.44 | 1.44 | 1.44 | 1.44 | 1.44 | 1.44 | 1.44 | 1.44 | 1.5 | 1.5 | 1.5 | 1.5 | 1.5 | 1.5 | 1.5 | 1.5 | 1.5 | 1.5 | 1.5 | 1.5 | 1.55 | 1.55 | 1.55 | 1.55 | 1.55 | 1.55 | 1.55 | 1.55 | 1.55 | 1.55 | 1.55 | 1.55 | 1.59 | 1.59 | 1.59 | 1.59 | 1.59 | 1.59 | 1.59 | 1.59 | 1.59 | 1.59 | 1.59 | 1.59 | 1.64 | 1.64 | 1.64 | 1.64 | 1.64 | 1.64 | 1.64 | 1.64 | 1.64 | 1.64 | 1.64 | 1.64 | 1.69 | 1.69 | 1.69 | 1.69 | 1.69 | 1.69 | 1.69 | 1.69 | 1.69 | 1.69 | 1.69 | 1.69 | 1.591 | 1.591 | 1.591 | 1.591 | 1.591 | 1.591 | 1.591 | 1.591 | 1.591 | 1.591 | 1.591 | 1.591 | 1.623 | 1.623 | 1.623 | 1.623 | 1.623 | 1.623 | 1.623 | 1.623 | 1.623 | 1.623 | 1.623 | 1.623 | 1.656 | 1.656 | 1.656 | 1.656 | 1.656 | 1.656 | 1.656 | 1.656 | 1.656 | 1.656 | 1.656 | 1.656 | 1.689 | 1.689 | 1.689 | 1.689 | 1.689 | 1.689 | 1.689 | 1.689 | 1.689 | 1.689 | 1.689 | 1.689 | [60 empty] | 1.142 | 1.142 | 1.142 | 1.142 | 1.142 | 1.142 | 1.142 | 1.142 | 1.142 | 1.142 | 1.142 | 1.142 | 0.97 | 0.97 | 0.97 | 0.97 | 0.97 | 0.97 | 0.97 | 0.97 | 0.97 | 0.97 | 0.97 | 0.97 | 0.99 | 0.99 | 0.99 | 0.99 | 0.99 | 0.99 | 0.99 | 0.99 | 0.99 | 0.99 | 0.99 | 0.99 | 1.01 | 1.01 | 1.01 | 1.01 | 1.01 | 1.01 | 1.01 | 1.01 | 1.01 | 1.01 | 1.01 | 1.01 | 1.03 | 1.03 | 1.03 | 1.03 | 1.03 | 1.03 | 1.03 | 1.03 | 1.03 | 1.03 | 1.03 | 1.03 | 1.06 | 1.06 | 1.06 | 1.06 | 1.06 | 1.06 | 1.06 | 1.06 | 1.06 | 1.06 | 1.06 | 1.06 | 1.09 | 1.09 | 1.09 | 1.09 | 1.09 | 1.09 | 1.09 | 1.09 | 1.09 | 1.09 | 1.09 | 1.09 | 1.11 | 1.11 | 1.11 | 1.11 | 1.11 | 1.11 | 1.11 | 1.11 | 1.11 | 1.11 | 1.11 | 1.11 | 1.15 | 1.15 | 1.15 | 1.15 | 1.15 | 1.15 | 1.15 | 1.15 | 1.15 | 1.15 | 1.15 | 1.15 | 1.18 | 1.18 | 1.18 | 1.18 | 1.18 | 1.18 | 1.18 | 1.18 | 1.18 | 1.18 | 1.18 | 1.18 | 1.22 | 1.22 | 1.22 | 1.22 | 1.22 | 1.22 | 1.22 | 1.22 | 1.22 | 1.22 | 1.22 | 1.22 | 1.25 | 1.25 | 1.25 | 1.25 | 1.25 | 1.25 | 1.25 | 1.25 | 1.25 | 1.25 | 1.25 | 1.25 | 1.3 | 1.3 | 1.3 | 1.3 | 1.3 | 1.3 | 1.3 | 1.3 | 1.3 | 1.3 | 1.3 | 1.3 | 1.35 | 1.35 | 1.35 | 1.35 | 1.35 | 1.35 | 1.35 | 1.35 | 1.35 | 1.35 | 1.35 | 1.35 | 1.4 | 1.4 | 1.4 | 1.4 | 1.4 | 1.4 | 1.4 | 1.4 | 1.4 | 1.4 | 1.4 | 1.4 | 1.44 | 1.44 | 1.44 | 1.44 | 1.44 | 1.44 | 1.44 | 1.44 | 1.44 | 1.44 | 1.44 | 1.44 | 1.5 | 1.5 | 1.5 | 1.5 | 1.5 | 1.5 | 1.5 | 1.5 | 1.5 | 1.5 | 1.5 | 1.5 | 1.55 | 1.55 | 1.55 | 1.55 | 1.55 | 1.55 | 1.55 | 1.55 | 1.55 | 1.55 | 1.55 | 1.55 | 1.59 | 1.59 | 1.59 | 1.59 | 1.59 | 1.59 | 1.59 | 1.59 | 1.59 | 1.59 | 1.59 | 1.59 | 1.64 | 1.64 | 1.64 | 1.64 | 1.64 | 1.64 | 1.64 | 1.64 | 1.64 | 1.64 | 1.64 | 1.64 | 1.69 | 1.69 | 1.69 | 1.69 | 1.69 | 1.69 | 1.69 | 1.69 | 1.69 | 1.69 | 1.69 | 1.69 | 1.591 | 1.591 | 1.591 | 1.591 | 1.591 | 1.591 | 1.591 | 1.591 | 1.591 | 1.591 | 1.591 | 1.591 | 1.623 | 1.623 | 1.623 | 1.623 | 1.623 | 1.623 | 1.623 | 1.623 | 1.623 | 1.623 | 1.623 | 1.623 | 1.656 | 1.656 | 1.656 | 1.656 | 1.656 | 1.656 | 1.656 | 1.656 | 1.656 | 1.656 | 1.656 | 1.656 | 1.689 | 1.689 | 1.689 | 1.689 | 1.689 | 1.689 | 1.689 | 1.689 | 1.689 | 1.689 | 1.689 | 1.689
Big Stone Heat Rate | 10872 | tCO2/MWh | 1.011
Big Stone VOM | [23 empty] | #N/A | #N/A | #N/A | #N/A | #N/A | #N/A | #N/A | #N/A | #N/A | #N/A | #N/A | #N/A | 1.4 | 1.4 | 1.4 | 1.4 | 1.4 | 1.4 | 1.4 | 1.4 | 1.4 | 1.4 | 1.4 | 1.4 | 1.43 | 1.43 | 1.43 | 1.43 | 1.43 | 1.43 | 1.43 | 1.43 | 1.43 | 1.43 | 1.43 | 1.43 | 1.46 | 1.46 | 1.46 | 1.46 | 1.46 | 1.46 | 1.46 | 1.46 | 1.46 | 1.46 | 1.46 | 1.46 | 1.48 | 1.48 | 1.48 | 1.48 | 1.48 | 1.48 | 1.48 | 1.48 | 1.48 | 1.48 | 1.48 | 1.48 | 1.51 | 1.51 | 1.51 | 1.51 | 1.51 | 1.51 | 1.51 | 1.51 | 1.51 | 1.51 | 1.51 | 1.51 | 1.54 | 1.54 | 1.54 | 1.54 | 1.54 | 1.54 | 1.54 | 1.54 | 1.54 | 1.54 | 1.54 | 1.54 | 1.58 | 1.58 | 1.58 | 1.58 | 1.58 | 1.58 | 1.58 | 1.58 | 1.58 | 1.58 | 1.58 | 1.58 | 1.61 | 1.61 | 1.61 | 1.61 | 1.61 | 1.61 | 1.61 | 1.61 | 1.61 | 1.61 | 1.61 | 1.61 | 1.64 | 1.64 | 1.64 | 1.64 | 1.64 | 1.64 | 1.64 | 1.64 | 1.64 | 1.64 | 1.64 | 1.64 | 1.67 | 1.67 | 1.67 | 1.67 | 1.67 | 1.67 | 1.67 | 1.67 | 1.67 | 1.67 | 1.67 | 1.67 | 1.71 | 1.71 | 1.71 | 1.71 | 1.71 | 1.71 | 1.71 | 1.71 | 1.71 | 1.71 | 1.71 | 1.71 | 1.74 | 1.74 | 1.74 | 1.74 | 1.74 | 1.74 | 1.74 | 1.74 | 1.74 | 1.74 | 1.74 | 1.74 | 1.77 | 1.77 | 1.77 | 1.77 | 1.77 | 1.77 | 1.77 | 1.77 | 1.77 | 1.77 | 1.77 | 1.77 | 1.81 | 1.81 | 1.81 | 1.81 | 1.81 | 1.81 | 1.81 | 1.81 | 1.81 | 1.81 | 1.81 | 1.81 | 1.85 | 1.85 | 1.85 | 1.85 | 1.85 | 1.85 | 1.85 | 1.85 | 1.85 | 1.85 | 1.85 | 1.85 | 1.88 | 1.88 | 1.88 | 1.88 | 1.88 | 1.88 | 1.88 | 1.88 | 1.88 | 1.88 | 1.88 | 1.88 | 1.92 | 1.92 | 1.92 | 1.92 | 1.92 | 1.92 | 1.92 | 1.92 | 1.92 | 1.92 | 1.92 | 1.92 | 1.9584 | 1.9584 | 1.9584 | 1.9584 | 1.9584 | 1.9584 | 1.9584 | 1.9584 | 1.9584 | 1.9584 | 1.9584 | 1.9584 | 1.9976 | 1.9976 | 1.9976 | 1.9976 | 1.9976 | 1.9976 | 1.9976 | 1.9976 | 1.9976 | 1.9976 | 1.9976 | 1.9976 | 2.0375 | 2.0375 | 2.0375 | 2.0375 | 2.0375 | 2.0375 | 2.0375 | 2.0375 | 2.0375 | 2.0375 | 2.0375 | 2.0375 | 2.0375 | 2.0375 | 2.0375 | 2.0375 | 2.0375 | 2.0375 | 2.0375 | 2.0375 | 2.0375 | 2.0375 | 2.0375 | 2.0375 | 2.0783 | 2.0783 | 2.0783 | 2.0783 | 2.0783 | 2.0783 | 2.0783 | 2.0783 | 2.0783 | 2.0783 | 2.0783 | 2.0783 | 2.1198 | 2.1198 | 2.1198 | 2.1198 | 2.1198 | 2.1198 | 2.1198 | 2.1198 | 2.1198 | 2.1198 | 2.1198 | 2.1198 | 2.1622 | 2.1622 | 2.1622 | 2.1622 | 2.1622 | 2.1622 | 2.1622 | 2.1622 | 2.1622 | 2.1622 | 2.1622 | 2.1622 | [60 empty] | #N/A | #N/A | #N/A | #N/A | #N/A | #N/A | #N/A | #N/A | #N/A | #N/A | #N/A | #N/A | 1.4 | 1.4 | 1.4 | 1.4 | 1.4 | 1.4 | 1.4 | 1.4 | 1.4 | 1.4 | 1.4 | 1.4 | 1.43 | 1.43 | 1.43 | 1.43 | 1.43 | 1.43 | 1.43 | 1.43 | 1.43 | 1.43 | 1.43 | 1.43 | 1.46 | 1.46 | 1.46 | 1.46 | 1.46 | 1.46 | 1.46 | 1.46 | 1.46 | 1.46 | 1.46 | 1.46 | 1.48 | 1.48 | 1.48 | 1.48 | 1.48 | 1.48 | 1.48 | 1.48 | 1.48 | 1.48 | 1.48 | 1.48 | 1.51 | 1.51 | 1.51 | 1.51 | 1.51 | 1.51 | 1.51 | 1.51 | 1.51 | 1.51 | 1.51 | 1.51 | 1.54 | 1.54 | 1.54 | 1.54 | 1.54 | 1.54 | 1.54 | 1.54 | 1.54 | 1.54 | 1.54 | 1.54 | 1.58 | 1.58 | 1.58 | 1.58 | 1.58 | 1.58 | 1.58 | 1.58 | 1.58 | 1.58 | 1.58 | 1.58 | 1.61 | 1.61 | 1.61 | 1.61 | 1.61 | 1.61 | 1.61 | 1.61 | 1.61 | 1.61 | 1.61 | 1.61 | 1.64 | 1.64 | 1.64 | 1.64 | 1.64 | 1.64 | 1.64 | 1.64 | 1.64 | 1.64 | 1.64 | 1.64 | 1.67 | 1.67 | 1.67 | 1.67 | 1.67 | 1.67 | 1.67 | 1.67 | 1.67 | 1.67 | 1.67 | 1.67 | 1.71 | 1.71 | 1.71 | 1.71 | 1.71 | 1.71 | 1.71 | 1.71 | 1.71 | 1.71 | 1.71 | 1.71 | 1.74 | 1.74 | 1.74 | 1.74 | 1.74 | 1.74 | 1.74 | 1.74 | 1.74 | 1.74 | 1.74 | 1.74 | 1.77 | 1.77 | 1.77 | 1.77 | 1.77 | 1.77 | 1.77 | 1.77 | 1.77 | 1.77 | 1.77 | 1.77 | 1.81 | 1.81 | 1.81 | 1.81 | 1.81 | 1.81 | 1.81 | 1.81 | 1.81 | 1.81 | 1.81 | 1.81 | 1.85 | 1.85 | 1.85 | 1.85 | 1.85 | 1.85 | 1.85 | 1.85 | 1.85 | 1.85 | 1.85 | 1.85 | 1.88 | 1.88 | 1.88 | 1.88 | 1.88 | 1.88 | 1.88 | 1.88 | 1.88 | 1.88 | 1.88 | 1.88 | 1.92 | 1.92 | 1.92 | 1.92 | 1.92 | 1.92 | 1.92 | 1.92 | 1.92 | 1.92 | 1.92 | 1.92 | 1.9584 | 1.9584 | 1.9584 | 1.9584 | 1.9584 | 1.9584 | 1.9584 | 1.9584 | 1.9584 | 1.9584 | 1.9584 | 1.9584 | 1.9976 | 1.9976 | 1.9976 | 1.9976 | 1.9976 | 1.9976 | 1.9976 | 1.9976 | 1.9976 | 1.9976 | 1.9976 | 1.9976 | 2.0375 | 2.0375 | 2.0375 | 2.0375 | 2.0375 | 2.0375 | 2.0375 | 2.0375 | 2.0375 | 2.0375 | 2.0375 | 2.0375 | 2.0375 | 2.0375 | 2.0375 | 2.0375 | 2.0375 | 2.0375 | 2.0375 | 2.0375 | 2.0375 | 2.0375 | 2.0375 | 2.0375 | 2.0783 | 2.0783 | 2.0783 | 2.0783 | 2.0783 | 2.0783 | 2.0783 | 2.0783 | 2.0783 | 2.0783 | 2.0783 | 2.0783 | 2.1198 | 2.1198 | 2.1198 | 2.1198 | 2.1198 | 2.1198 | 2.1198 | 2.1198 | 2.1198 | 2.1198 | 2.1198 | 2.1198 | 2.1622 | 2.1622 | 2.1622 | 2.1622 | 2.1622 | 2.1622 | 2.1622 | 2.1622 | 2.1622 | 2.1622 | 2.1622 | 2.1622
Big Stone Fuel Deliv | [23 empty] | #N/A | #N/A | #N/A | #N/A | #N/A | #N/A | #N/A | #N/A | #N/A | #N/A | #N/A | #N/A | 1.4297 | 1.4297 | 1.4297 | 1.4297 | 1.4297 | 1.4297 | 1.4297 | 1.4297 | 1.4297 | 1.4297 | 1.4297 | 1.4297 | 1.486 | 1.486 | 1.486 | 1.486 | 1.486 | 1.486 | 1.486 | 1.486 | 1.486 | 1.486 | 1.486 | 1.486 | 1.5367 | 1.5367 | 1.5367 | 1.5367 | 1.5367 | 1.5367 | 1.5367 | 1.5367 | 1.5367 | 1.5367 | 1.5367 | 1.5367 | 1.5885 | 1.5885 | 1.5885 | 1.5885 | 1.5885 | 1.5885 | 1.5885 | 1.5885 | 1.5885 | 1.5885 | 1.5885 | 1.5885 | 1.6449 | 1.6449 | 1.6449 | 1.6449 | 1.6449 | 1.6449 | 1.6449 | 1.6449 | 1.6449 | 1.6449 | 1.6449 | 1.6449 | 1.6966 | 1.6966 | 1.6966 | 1.6966 | 1.6966 | 1.6966 | 1.6966 | 1.6966 | 1.6966 | 1.6966 | 1.6966 | 1.6966 | 1.7563 | 1.7563 | 1.7563 | 1.7563 | 1.7563 | 1.7563 | 1.7563 | 1.7563 | 1.7563 | 1.7563 | 1.7563 | 1.7563 | 1.7762 | 1.7762 | 1.7762 | 1.7762 | 1.7762 | 1.7762 | 1.7762 | 1.7762 | 1.7762 | 1.7762 | 1.7762 | 1.7762 | 1.8035 | 1.8035 | 1.8035 | 1.8035 | 1.8035 | 1.8035 | 1.8035 | 1.8035 | 1.8035 | 1.8035 | 1.8035 | 1.8035 | 1.8251 | 1.8251 | 1.8251 | 1.8251 | 1.8251 | 1.8251 | 1.8251 | 1.8251 | 1.8251 | 1.8251 | 1.8251 | 1.8251 | 1.8494 | 1.8494 | 1.8494 | 1.8494 | 1.8494 | 1.8494 | 1.8494 | 1.8494 | 1.8494 | 1.8494 | 1.8494 | 1.8494 | 1.8673 | 1.8673 | 1.8673 | 1.8673 | 1.8673 | 1.8673 | 1.8673 | 1.8673 | 1.8673 | 1.8673 | 1.8673 | 1.8673 | 1.877 | 1.877 | 1.877 | 1.877 | 1.877 | 1.877 | 1.877 | 1.877 | 1.877 | 1.877 | 1.877 | 1.877 | 1.8929 | 1.8929 | 1.8929 | 1.8929 | 1.8929 | 1.8929 | 1.8929 | 1.8929 | 1.8929 | 1.8929 | 1.8929 | 1.8929 | 1.9131 | 1.9131 | 1.9131 | 1.9131 | 1.9131 | 1.9131 | 1.9131 | 1.9131 | 1.9131 | 1.9131 | 1.9131 | 1.9131 | 1.9217 | 1.9217 | 1.9217 | 1.9217 | 1.9217 | 1.9217 | 1.9217 | 1.9217 | 1.9217 | 1.9217 | 1.9217 | 1.9217 | 1.9386 | 1.9386 | 1.9386 | 1.9386 | 1.9386 | 1.9386 | 1.9386 | 1.9386 | 1.9386 | 1.9386 | 1.9386 | 1.9386 | 1.9718 | 1.9718 | 1.9718 | 1.9718 | 1.9718 | 1.9718 | 1.9718 | 1.9718 | 1.9718 | 1.9718 | 1.9718 | 1.9718 | 1.9964 | 1.9964 | 1.9964 | 1.9964 | 1.9964 | 1.9964 | 1.9964 | 1.9964 | 1.9964 | 1.9964 | 1.9964 | 1.9964 | 2.021 | 2.021 | 2.021 | 2.021 | 2.021 | 2.021 | 2.021 | 2.021 | 2.021 | 2.021 | 2.021 | 2.021 | 2.021 | 2.021 | 2.021 | 2.021 | 2.021 | 2.021 | 2.021 | 2.021 | 2.021 | 2.021 | 2.021 | 2.021 | 2.0344 | 2.0344 | 2.0344 | 2.0344 | 2.0344 | 2.0344 | 2.0344 | 2.0344 | 2.0344 | 2.0344 | 2.0344 | 2.0344 | 2.0611 | 2.0611 | 2.0611 | 2.0611 | 2.0611 | 2.0611 | 2.0611 | 2.0611 | 2.0611 | 2.0611 | 2.0611 | 2.0611 | 2.0956 | 2.0956 | 2.0956 | 2.0956 | 2.0956 | 2.0956 | 2.0956 | 2.0956 | 2.0956 | 2.0956 | 2.0956 | 2.0956 | [60 empty] | #N/A | #N/A | #N/A | #N/A | #N/A | #N/A | #N/A | #N/A | #N/A | #N/A | #N/A | #N/A | 1.4297 | 1.4297 | 1.4297 | 1.4297 | 1.4297 | 1.4297 | 1.4297 | 1.4297 | 1.4297 | 1.4297 | 1.4297 | 1.4297 | 1.486 | 1.486 | 1.486 | 1.486 | 1.486 | 1.486 | 1.486 | 1.486 | 1.486 | 1.486 | 1.486 | 1.486 | 1.5367 | 1.5367 | 1.5367 | 1.5367 | 1.5367 | 1.5367 | 1.5367 | 1.5367 | 1.5367 | 1.5367 | 1.5367 | 1.5367 | 1.5885 | 1.5885 | 1.5885 | 1.5885 | 1.5885 | 1.5885 | 1.5885 | 1.5885 | 1.5885 | 1.5885 | 1.5885 | 1.5885 | 1.6449 | 1.6449 | 1.6449 | 1.6449 | 1.6449 | 1.6449 | 1.6449 | 1.6449 | 1.6449 | 1.6449 | 1.6449 | 1.6449 | 1.6966 | 1.6966 | 1.6966 | 1.6966 | 1.6966 | 1.6966 | 1.6966 | 1.6966 | 1.6966 | 1.6966 | 1.6966 | 1.6966 | 1.7563 | 1.7563 | 1.7563 | 1.7563 | 1.7563 | 1.7563 | 1.7563 | 1.7563 | 1.7563 | 1.7563 | 1.7563 | 1.7563 | 1.7762 | 1.7762 | 1.7762 | 1.7762 | 1.7762 | 1.7762 | 1.7762 | 1.7762 | 1.7762 | 1.7762 | 1.7762 | 1.7762 | 1.8035 | 1.8035 | 1.8035 | 1.8035 | 1.8035 | 1.8035 | 1.8035 | 1.8035 | 1.8035 | 1.8035 | 1.8035 | 1.8035 | 1.8251 | 1.8251 | 1.8251 | 1.8251 | 1.8251 | 1.8251 | 1.8251 | 1.8251 | 1.8251 | 1.8251 | 1.8251 | 1.8251 | 1.8494 | 1.8494 | 1.8494 | 1.8494 | 1.8494 | 1.8494 | 1.8494 | 1.8494 | 1.8494 | 1.8494 | 1.8494 | 1.8494 | 1.8673 | 1.8673 | 1.8673 | 1.8673 | 1.8673 | 1.8673 | 1.8673 | 1.8673 | 1.8673 | 1.8673 | 1.8673 | 1.8673 | 1.877 | 1.877 | 1.877 | 1.877 | 1.877 | 1.877 | 1.877 | 1.877 | 1.877 | 1.877 | 1.877 | 1.877 | 1.8929 | 1.8929 | 1.8929 | 1.8929 | 1.8929 | 1.8929 | 1.8929 | 1.8929 | 1.8929 | 1.8929 | 1.8929 | 1.8929 | 1.9131 | 1.9131 | 1.9131 | 1.9131 | 1.9131 | 1.9131 | 1.9131 | 1.9131 | 1.9131 | 1.9131 | 1.9131 | 1.9131 | 1.9217 | 1.9217 | 1.9217 | 1.9217 | 1.9217 | 1.9217 | 1.9217 | 1.9217 | 1.9217 | 1.9217 | 1.9217 | 1.9217 | 1.9386 | 1.9386 | 1.9386 | 1.9386 | 1.9386 | 1.9386 | 1.9386 | 1.9386 | 1.9386 | 1.9386 | 1.9386 | 1.9386 | 1.9718 | 1.9718 | 1.9718 | 1.9718 | 1.9718 | 1.9718 | 1.9718 | 1.9718 | 1.9718 | 1.9718 | 1.9718 | 1.9718 | 1.9964 | 1.9964 | 1.9964 | 1.9964 | 1.9964 | 1.9964 | 1.9964 | 1.9964 | 1.9964 | 1.9964 | 1.9964 | 1.9964 | 2.021 | 2.021 | 2.021 | 2.021 | 2.021 | 2.021 | 2.021 | 2.021 | 2.021 | 2.021 | 2.021 | 2.021 | 2.021 | 2.021 | 2.021 | 2.021 | 2.021 | 2.021 | 2.021 | 2.021 | 2.021 | 2.021 | 2.021 | 2.021 | 2.0344 | 2.0344 | 2.0344 | 2.0344 | 2.0344 | 2.0344 | 2.0344 | 2.0344 | 2.0344 | 2.0344 | 2.0344 | 2.0344 | 2.0611 | 2.0611 | 2.0611 | 2.0611 | 2.0611 | 2.0611 | 2.0611 | 2.0611 | 2.0611 | 2.0611 | 2.0611 | 2.0611 | 2.0956 | 2.0956 | 2.0956 | 2.0956 | 2.0956 | 2.0956 | 2.0956 | 2.0956 | 2.0956 | 2.0956 | 2.0956 | 2.0956
Big Stone Variable Cost
MEAN | [23 empty] | #N/A | #N/A | #N/A | #N/A | #N/A | #N/A | #N/A | #N/A | #N/A | #N/A | #N/A | #N/A | 27.4894 | 27.4894 | 27.4894 | 27.4894 | 27.4894 | 27.4894 | 27.4894 | 27.4894 | 27.4894 | 27.4894 | 27.4894 | 27.4894 | 28.349 | 28.349 | 28.349 | 28.349 | 28.349 | 28.349 | 28.349 | 28.349 | 28.349 | 28.349 | 28.349 | 28.349 | 29.1474 | 29.1474 | 29.1474 | 29.1474 | 29.1474 | 29.1474 | 29.1474 | 29.1474 | 29.1474 | 29.1474 | 29.1474 | 29.1474 | 29.9487 | 29.9487 | 29.9487 | 29.9487 | 29.9487 | 29.9487 | 29.9487 | 29.9487 | 29.9487 | 29.9487 | 29.9487 | 29.9487 | 30.9179 | 30.9179 | 30.9179 | 30.9179 | 30.9179 | 30.9179 | 30.9179 | 30.9179 | 30.9179 | 30.9179 | 30.9179 | 30.9179 | 31.836 | 31.836 | 31.836 | 31.836 | 31.836 | 31.836 | 31.836 | 31.836 | 31.836 | 31.836 | 31.836 | 31.836 | 32.7419 | 32.7419 | 32.7419 | 32.7419 | 32.7419 | 32.7419 | 32.7419 | 32.7419 | 32.7419 | 32.7419 | 32.7419 | 32.7419 | 33.4234 | 33.4234 | 33.4234 | 33.4234 | 33.4234 | 33.4234 | 33.4234 | 33.4234 | 33.4234 | 33.4234 | 33.4234 | 33.4234 | 34.0763 | 34.0763 | 34.0763 | 34.0763 | 34.0763 | 34.0763 | 34.0763 | 34.0763 | 34.0763 | 34.0763 | 34.0763 | 34.0763 | 34.7762 | 34.7762 | 34.7762 | 34.7762 | 34.7762 | 34.7762 | 34.7762 | 34.7762 | 34.7762 | 34.7762 | 34.7762 | 34.7762 | 35.4065 | 35.4065 | 35.4065 | 35.4065 | 35.4065 | 35.4065 | 35.4065 | 35.4065 | 35.4065 | 35.4065 | 35.4065 | 35.4065 | 36.1751 | 36.1751 | 36.1751 | 36.1751 | 36.1751 | 36.1751 | 36.1751 | 36.1751 | 36.1751 | 36.1751 | 36.1751 | 36.1751 | 36.8544 | 36.8544 | 36.8544 | 36.8544 | 36.8544 | 36.8544 | 36.8544 | 36.8544 | 36.8544 | 36.8544 | 36.8544 | 36.8544 | 37.6103 | 37.6103 | 37.6103 | 37.6103 | 37.6103 | 37.6103 | 37.6103 | 37.6103 | 37.6103 | 37.6103 | 37.6103 | 37.6103 | 38.3046 | 38.3046 | 38.3046 | 38.3046 | 38.3046 | 38.3046 | 38.3046 | 38.3046 | 38.3046 | 38.3046 | 38.3046 | 38.3046 | 39.0811 | 39.0811 | 39.0811 | 39.0811 | 39.0811 | 39.0811 | 39.0811 | 39.0811 | 39.0811 | 39.0811 | 39.0811 | 39.0811 | 39.8478 | 39.8478 | 39.8478 | 39.8478 | 39.8478 | 39.8478 | 39.8478 | 39.8478 | 39.8478 | 39.8478 | 39.8478 | 39.8478 | 40.6827 | 40.6827 | 40.6827 | 40.6827 | 40.6827 | 40.6827 | 40.6827 | 40.6827 | 40.6827 | 40.6827 | 40.6827 | 40.6827 | 41.5329 | 41.5329 | 41.5329 | 41.5329 | 41.5329 | 41.5329 | 41.5329 | 41.5329 | 41.5329 | 41.5329 | 41.5329 | 41.5329 | 42.3836 | 42.3836 | 42.3836 | 42.3836 | 42.3836 | 42.3836 | 42.3836 | 42.3836 | 42.3836 | 42.3836 | 42.3836 | 42.3836 | 41.3072 | 41.3072 | 41.3072 | 41.3072 | 41.3072 | 41.3072 | 41.3072 | 41.3072 | 41.3072 | 41.3072 | 41.3072 | 41.3072 | 41.8416 | 41.8416 | 41.8416 | 41.8416 | 41.8416 | 41.8416 | 41.8416 | 41.8416 | 41.8416 | 41.8416 | 41.8416 | 41.8416 | 42.5326 | 42.5326 | 42.5326 | 42.5326 | 42.5326 | 42.5326 | 42.5326 | 42.5326 | 42.5326 | 42.5326 | 42.5326 | 42.5326 | 43.3079 | 43.3079 | 43.3079 | 43.3079 | 43.3079 | 43.3079 | 43.3079 | 43.3079 | 43.3079 | 43.3079 | 43.3079 | 43.3079 | [60 empty] | #N/A | #N/A | #N/A | #N/A | #N/A | #N/A | #N/A | #N/A | #N/A | #N/A | #N/A | #N/A | 27.4894 | 27.4894 | 27.4894 | 27.4894 | 27.4894 | 27.4894 | 27.4894 | 27.4894 | 27.4894 | 27.4894 | 27.4894 | 27.4894 | 28.349 | 28.349 | 28.349 | 28.349 | 28.349 | 28.349 | 28.349 | 28.349 | 28.349 | 28.349 | 28.349 | 28.349 | 29.1474 | 29.1474 | 29.1474 | 29.1474 | 29.1474 | 29.1474 | 29.1474 | 29.1474 | 29.1474 | 29.1474 | 29.1474 | 29.1474 | 29.9487 | 29.9487 | 29.9487 | 29.9487 | 29.9487 | 29.9487 | 29.9487 | 29.9487 | 29.9487 | 29.9487 | 29.9487 | 29.9487 | 30.9179 | 30.9179 | 30.9179 | 30.9179 | 30.9179 | 30.9179 | 30.9179 | 30.9179 | 30.9179 | 30.9179 | 30.9179 | 30.9179 | 31.836 | 31.836 | 31.836 | 31.836 | 31.836 | 31.836 | 31.836 | 31.836 | 31.836 | 31.836 | 31.836 | 31.836 | 32.7419 | 32.7419 | 32.7419 | 32.7419 | 32.7419 | 32.7419 | 32.7419 | 32.7419 | 32.7419 | 32.7419 | 32.7419 | 32.7419 | 33.4234 | 33.4234 | 33.4234 | 33.4234 | 33.4234 | 33.4234 | 33.4234 | 33.4234 | 33.4234 | 33.4234 | 33.4234 | 33.4234 | 34.0763 | 34.0763 | 34.0763 | 34.0763 | 34.0763 | 34.0763 | 34.0763 | 34.0763 | 34.0763 | 34.0763 | 34.0763 | 34.0763 | 34.7762 | 34.7762 | 34.7762 | 34.7762 | 34.7762 | 34.7762 | 34.7762 | 34.7762 | 34.7762 | 34.7762 | 34.7762 | 34.7762 | 35.4065 | 35.4065 | 35.4065 | 35.4065 | 35.4065 | 35.4065 | 35.4065 | 35.4065 | 35.4065 | 35.4065 | 35.4065 | 35.4065 | 36.1751 | 36.1751 | 36.1751 | 36.1751 | 36.1751 | 36.1751 | 36.1751 | 36.1751 | 36.1751 | 36.1751 | 36.1751 | 36.1751 | 36.8544 | 36.8544 | 36.8544 | 36.8544 | 36.8544 | 36.8544 | 36.8544 | 36.8544 | 36.8544 | 36.8544 | 36.8544 | 36.8544 | 37.6103 | 37.6103 | 37.6103 | 37.6103 | 37.6103 | 37.6103 | 37.6103 | 37.6103 | 37.6103 | 37.6103 | 37.6103 | 37.6103 | 38.3046 | 38.3046 | 38.3046 | 38.3046 | 38.3046 | 38.3046 | 38.3046 | 38.3046 | 38.3046 | 38.3046 | 38.3046 | 38.3046 | 39.0811 | 39.0811 | 39.0811 | 39.0811 | 39.0811 | 39.0811 | 39.0811 | 39.0811 | 39.0811 | 39.0811 | 39.0811 | 39.0811 | 39.8478 | 39.8478 | 39.8478 | 39.8478 | 39.8478 | 39.8478 | 39.8478 | 39.8478 | 39.8478 | 39.8478 | 39.8478 | 39.8478 | 40.6827 | 40.6827 | 40.6827 | 40.6827 | 40.6827 | 40.6827 | 40.6827 | 40.6827 | 40.6827 | 40.6827 | 40.6827 | 40.6827 | 41.5329 | 41.5329 | 41.5329 | 41.5329 | 41.5329 | 41.5329 | 41.5329 | 41.5329 | 41.5329 | 41.5329 | 41.5329 | 41.5329 | 42.3836 | 42.3836 | 42.3836 | 42.3836 | 42.3836 | 42.3836 | 42.3836 | 42.3836 | 42.3836 | 42.3836 | 42.3836 | 42.3836 | 41.3072 | 41.3072 | 41.3072 | 41.3072 | 41.3072 | 41.3072 | 41.3072 | 41.3072 | 41.3072 | 41.3072 | 41.3072 | 41.3072 | 41.8416 | 41.8416 | 41.8416 | 41.8416 | 41.8416 | 41.8416 | 41.8416 | 41.8416 | 41.8416 | 41.8416 | 41.8416 | 41.8416 | 42.5326 | 42.5326 | 42.5326 | 42.5326 | 42.5326 | 42.5326 | 42.5326 | 42.5326 | 42.5326 | 42.5326 | 42.5326 | 42.5326 | 43.3079 | 43.3079 | 43.3079 | 43.3079 | 43.3079 | 43.3079 | 43.3079 | 43.3079 | 43.3079 | 43.3079 | 43.3079 | 43.3079
free purchase price
MEAN | [23 empty] | 27.36 | 25.8 | 22.64 | 23.05 | 21 | 21.05 | 29.49 | 32.69 | 29.59 | 24.04 | 26.54 | 31.23 | 35.1628 | 32.8616 | 27.0066 | 24.5558 | 25.6732 | 25.6216 | 32.2696 | 29.2668 | 24.9273 | 24.2228 | 24.589 | 26.6015 | 38.4493 | 35.9209 | 29.5324 | 26.8564 | 28.0912 | 28.027 | 35.2961 | 32.0143 | 27.2743 | 26.5032 | 26.894 | 29.106 | 41.9002 | 39.154 | 32.1848 | 29.2552 | 30.5872 | 30.5115 | 38.4403 | 34.8643 | 29.6864 | 28.8606 | 29.2785 | 31.6667 | 43.9877 | 41.1043 | 33.8012 | 30.7171 | 32.1123 | 32.0316 | 40.3348 | 36.5809 | 31.1773 | 30.3088 | 30.7518 | 33.2604 | 45.5535 | 42.5677 | 35.0053 | 31.8114 | 33.2564 | 33.1726 | 41.7706 | 37.8834 | 32.2882 | 31.3889 | 31.8476 | 34.4454 | 48.368 | 45.1972 | 37.1656 | 33.7742 | 35.3082 | 35.2197 | 44.3514 | 40.2232 | 34.2799 | 33.3247 | 33.8117 | 36.5703 | 50.5733 | 47.2571 | 38.8553 | 35.3092 | 36.9125 | 36.821 | 46.3733 | 42.0554 | 35.8368 | 34.8372 | 35.3463 | 38.2315 | 52.9838 | 49.5089 | 40.7033 | 36.988 | 38.6674 | 38.5724 | 48.5836 | 44.0585 | 37.5398 | 36.4921 | 37.0253 | 40.0485 | 53.9763 | 50.4353 | 41.4611 | 37.6759 | 39.3864 | 39.2905 | 49.4936 | 44.8823 | 38.2371 | 37.1689 | 37.7121 | 40.7926 | 53.9621 | 50.4213 | 41.446 | 37.6617 | 39.3712 | 39.2763 | 49.4803 | 44.869 | 38.2219 | 37.1532 | 37.6962 | 40.7766 | 54.5169 | 50.939 | 41.8685 | 38.045 | 39.7717 | 39.6766 | 49.989 | 45.3291 | 38.6101 | 37.5299 | 38.0783 | 41.1909 | 55.0997 | 51.483 | 42.3127 | 38.4482 | 40.193 | 40.0976 | 50.5233 | 45.8125 | 39.0185 | 37.9263 | 38.4805 | 41.6268 | 56.0239 | 52.346 | 43.0199 | 39.0906 | 40.8644 | 40.7678 | 51.3706 | 46.58 | 39.6699 | 38.5589 | 39.1224 | 42.3218 | 57.46 | 53.6873 | 44.1194 | 40.0891 | 41.9082 | 41.8098 | 52.6874 | 47.7729 | 40.6827 | 39.5427 | 40.1205 | 43.4024 | 60.0488 | 56.1058 | 46.1054 | 41.8935 | 43.7944 | 43.6919 | 55.061 | 49.9246 | 42.5134 | 41.3219 | 41.9257 | 45.3556 | 61.9589 | 57.8905 | 47.5717 | 43.2259 | 45.1871 | 45.0814 | 56.8126 | 51.5127 | 43.8653 | 42.6358 | 43.2589 | 46.7979 | 63.891 | 59.6954 | 49.054 | 44.5725 | 46.5948 | 46.4861 | 58.5841 | 53.1185 | 45.2317 | 43.9635 | 44.606 | 48.2557 | 65.2889 | 61.001 | 50.1243 | 45.5446 | 47.6109 | 47.5004 | 59.8659 | 54.2798 | 46.2176 | 44.9213 | 45.5778 | 49.3077 | 65.8113 | 61.4889 | 50.5241 | 45.9078 | 47.9905 | 47.8793 | 60.3449 | 54.7137 | 46.5859 | 45.279 | 45.9407 | 49.7006 | 67.5023 | 63.0686 | 51.8208 | 47.0858 | 49.2218 | 49.1081 | 61.8953 | 56.1189 | 47.7809 | 46.4402 | 47.1189 | 50.9756 | 74.24 | 64.69 | 69.4 | 59.59 | 56.84 | 64.17 | 85.62 | 78.3 | 59.2 | 59.2 | 64.95 | 87.19 | 97.5122 | 91.5275 | 83.3544 | 80.46 | 76.7 | 76.6117 | 98.2018 | 107.7618 | 99.1518 | 85.9648 | 92.7949 | 103.8962 | 101.937 | 95.6836 | 87.1523 | 84.122 | 80.2021 | 80.1042 | 102.6639 | 112.6439 | 103.6439 | 89.8803 | 97.0103 | 108.5993 | 106.5593 | 100.0373 | 91.1179 | 87.9618 | 83.8519 | 83.7645 | 107.3234 | 117.7434 | 108.3534 | 93.9733 | 101.4233 | 113.52 | 0 | 0 | 0 | 0 | 0 | 0 | 0 | 0 | 0 | 0 | 0 | 0 | 0 | 0 | 0 | 0 | 0 | 0 | 0 | 0 | 0 | 0 | 0 | 0 | 0 | 0 | 0 | 0 | 0 | 0 | 0 | 0 | 0 | 0 | 0 | 0 |  | 0 | 0 | 0 | 0 | 0 | 0 | 0 | 0 | 0 | 0 | 0 | 0 | 0 | 0 | 0 | 0 | 0 | 0 | 0 | 0 | 0 | 0 | 0 | 22.1852 | 21.4185 | 18.5101 | 16.0674 | 12.2674 | 11.3199 | 16.8892 | 20.7892 | 20.539 | 20.315 | 21.2124 | 24.9138 | 25.5864 | 23.1906 | 18.792 | 18.077 | 14.6024 | 16.4813 | 16.9018 | 16.5286 | 15.8166 | 16.1431 | 16.4906 | 17.8604 | 28.0014 | 25.3642 | 20.554 | 19.7612 | 15.9573 | 18.0108 | 18.4743 | 18.0564 | 17.3112 | 17.6462 | 18.0247 | 19.5309 | 30.5071 | 27.6287 | 22.3943 | 21.5282 | 17.4048 | 19.6519 | 20.1288 | 19.6822 | 18.8592 | 19.2201 | 19.6308 | 21.2766 | 32.0242 | 28.9924 | 23.5012 | 22.5977 | 18.2764 | 20.6223 | 21.1316 | 20.6485 | 19.8024 | 20.1721 | 20.5799 | 22.3179 | 33.1583 | 30.0256 | 24.3448 | 23.4028 | 18.9312 | 21.3586 | 21.875 | 21.3934 | 20.5084 | 20.8981 | 21.3144 | 23.122 | 35.2093 | 31.8858 | 25.8453 | 24.8446 | 20.0925 | 22.6711 | 23.2256 | 22.7048 | 21.7707 | 22.1802 | 22.6253 | 24.5425 | 36.8072 | 33.3339 | 27.0133 | 25.9726 | 21.0004 | 23.699 | 24.2838 | 23.7327 | 22.7482 | 23.1779 | 23.6535 | 25.6506 | 38.5589 | 34.9155 | 28.295 | 27.2043 | 21.992 | 24.821 | 25.4252 | 24.8545 | 23.8303 | 24.2798 | 24.7752 | 26.8722 | 39.2779 | 35.5652 | 28.8143 | 27.7025 | 22.3906 | 25.2682 | 25.8947 | 25.3131 | 24.258 | 24.7175 | 25.224 | 27.3615 | 39.2631 | 35.5515 | 28.8001 | 27.6866 | 22.3753 | 25.2511 | 25.8804 | 25.2976 | 24.2411 | 24.7008 | 25.2088 | 27.3469 | 39.6624 | 35.9216 | 29.0899 | 27.9652 | 22.5941 | 25.5089 | 26.1402 | 25.5464 | 24.4894 | 24.949 | 25.4681 | 27.6265 | 40.0832 | 36.303 | 29.4011 | 28.2552 | 22.8346 | 25.7682 | 26.4214 | 25.8167 | 24.739 | 25.2086 | 25.7287 | 27.9175 | 40.7593 | 36.9093 | 29.8873 | 28.731 | 23.2106 | 26.1936 | 26.8576 | 26.2427 | 25.1445 | 25.6242 | 26.1546 | 28.3836 | 41.8048 | 37.8451 | 30.6531 | 29.4561 | 23.7958 | 26.8584 | 27.5433 | 26.9079 | 25.7896 | 26.2793 | 26.82 | 29.0991 | 43.6815 | 39.5514 | 32.0294 | 30.7834 | 24.8628 | 28.0662 | 28.7797 | 28.1149 | 26.947 | 27.4567 | 28.0269 | 30.4158 | 45.0694 | 40.8087 | 33.047 | 31.7618 | 25.651 | 28.9553 | 29.6973 | 29.0131 | 27.7958 | 28.3256 | 28.9148 | 31.3734 | 46.4744 | 42.0834 | 34.0819 | 32.7472 | 26.4562 | 29.8612 | 30.6222 | 29.9184 | 28.6615 | 29.2113 | 29.82 | 32.3585 | 47.4901 | 42.9994 | 34.8177 | 33.4627 | 27.0218 | 30.5062 | 31.278 | 30.564 | 29.2868 | 29.8465 | 30.4657 | 33.0543 | 47.8681 | 43.3476 | 35.0958 | 33.7205 | 27.2397 | 30.7439 | 31.5261 | 30.8018 | 29.5144 | 30.0742 | 30.7037 | 33.3223 | 49.1003 | 44.4596 | 35.9979 | 34.5828 | 27.9319 | 31.5262 | 32.3382 | 31.5941 | 30.2669 | 30.8465 | 31.4857 | 34.1743 | 46.9 | 38.78 | 53.7 | 43.63 | 38.52 | 43.63 | 47.42 | 46.37 | 34.21 | 46.9 | 48.34 | 57.4935 | 87.2485 | 83.4465 | 76.0782 | 65.8415 | 54.8115 | 50.3194 | 63.6564 | 77.5364 | 75.7963 | 76.6483 | 81.9242 | 90.3045 | 91.2178 | 87.247 | 79.5502 | 68.8522 | 57.3322 | 52.6503 | 66.5882 | 81.0782 | 79.258 | 80.1489 | 85.6546 | 94.4282 | 95.3647 | 91.2152 | 83.1799 | 72.0108 | 59.9708 | 55.0791 | 69.6477 | 84.7677 | 82.8776 | 83.8072 | 89.5528 | 98.7022
Big Stone Variable Cost
MEAN | [23 empty] | #N/A | #N/A | #N/A | #N/A | #N/A | #N/A | #N/A | #N/A | #N/A | #N/A | #N/A | #N/A | 27.4894 | 27.4894 | 27.4894 | 27.4894 | 27.4894 | 27.4894 | 27.4894 | 27.4894 | 27.4894 | 27.4894 | 27.4894 | 27.4894 | 28.349 | 28.349 | 28.349 | 28.349 | 28.349 | 28.349 | 28.349 | 28.349 | 28.349 | 28.349 | 28.349 | 28.349 | 29.1474 | 29.1474 | 29.1474 | 29.1474 | 29.1474 | 29.1474 | 29.1474 | 29.1474 | 29.1474 | 29.1474 | 29.1474 | 29.1474 | 29.9487 | 29.9487 | 29.9487 | 29.9487 | 29.9487 | 29.9487 | 29.9487 | 29.9487 | 29.9487 | 29.9487 | 29.9487 | 29.9487 | 30.9179 | 30.9179 | 30.9179 | 30.9179 | 30.9179 | 30.9179 | 30.9179 | 30.9179 | 30.9179 | 30.9179 | 30.9179 | 30.9179 | 31.836 | 31.836 | 31.836 | 31.836 | 31.836 | 31.836 | 31.836 | 31.836 | 31.836 | 31.836 | 31.836 | 31.836 | 32.7419 | 32.7419 | 32.7419 | 32.7419 | 32.7419 | 32.7419 | 32.7419 | 32.7419 | 32.7419 | 32.7419 | 32.7419 | 32.7419 | 33.4234 | 33.4234 | 33.4234 | 33.4234 | 33.4234 | 33.4234 | 33.4234 | 33.4234 | 33.4234 | 33.4234 | 33.4234 | 33.4234 | 34.0763 | 34.0763 | 34.0763 | 34.0763 | 34.0763 | 34.0763 | 34.0763 | 34.0763 | 34.0763 | 34.0763 | 34.0763 | 34.0763 | 34.7762 | 34.7762 | 34.7762 | 34.7762 | 34.7762 | 34.7762 | 34.7762 | 34.7762 | 34.7762 | 34.7762 | 34.7762 | 34.7762 | 35.4065 | 35.4065 | 35.4065 | 35.4065 | 35.4065 | 35.4065 | 35.4065 | 35.4065 | 35.4065 | 35.4065 | 35.4065 | 35.4065 | 36.1751 | 36.1751 | 36.1751 | 36.1751 | 36.1751 | 36.1751 | 36.1751 | 36.1751 | 36.1751 | 36.1751 | 36.1751 | 36.1751 | 36.8544 | 36.8544 | 36.8544 | 36.8544 | 36.8544 | 36.8544 | 36.8544 | 36.8544 | 36.8544 | 36.8544 | 36.8544 | 36.8544 | 37.6103 | 37.6103 | 37.6103 | 37.6103 | 37.6103 | 37.6103 | 37.6103 | 37.6103 | 37.6103 | 37.6103 | 37.6103 | 37.6103 | 38.3046 | 38.3046 | 38.3046 | 38.3046 | 38.3046 | 38.3046 | 38.3046 | 38.3046 | 38.3046 | 38.3046 | 38.3046 | 38.3046 | 39.0811 | 39.0811 | 39.0811 | 39.0811 | 39.0811 | 39.0811 | 39.0811 | 39.0811 | 39.0811 | 39.0811 | 39.0811 | 39.0811 | 39.8478 | 39.8478 | 39.8478 | 39.8478 | 39.8478 | 39.8478 | 39.8478 | 39.8478 | 39.8478 | 39.8478 | 39.8478 | 39.8478 | 40.6827 | 40.6827 | 40.6827 | 40.6827 | 40.6827 | 40.6827 | 40.6827 | 40.6827 | 40.6827 | 40.6827 | 40.6827 | 40.6827 | 41.5329 | 41.5329 | 41.5329 | 41.5329 | 41.5329 | 41.5329 | 41.5329 | 41.5329 | 41.5329 | 41.5329 | 41.5329 | 41.5329 | 42.3836 | 42.3836 | 42.3836 | 42.3836 | 42.3836 | 42.3836 | 42.3836 | 42.3836 | 42.3836 | 42.3836 | 42.3836 | 42.3836 | 41.3072 | 41.3072 | 41.3072 | 41.3072 | 41.3072 | 41.3072 | 41.3072 | 41.3072 | 41.3072 | 41.3072 | 41.3072 | 41.3072 | 41.8416 | 41.8416 | 41.8416 | 41.8416 | 41.8416 | 41.8416 | 41.8416 | 41.8416 | 41.8416 | 41.8416 | 41.8416 | 41.8416 | 42.5326 | 42.5326 | 42.5326 | 42.5326 | 42.5326 | 42.5326 | 42.5326 | 42.5326 | 42.5326 | 42.5326 | 42.5326 | 42.5326 | 43.3079 | 43.3079 | 43.3079 | 43.3079 | 43.3079 | 43.3079 | 43.3079 | 43.3079 | 43.3079 | 43.3079 | 43.3079 | 43.3079 | 0 | 0 | 0 | 0 | 0 | 0 | 0 | 0 | 0 | 0 | 0 | 0 | 0 | 0 | 0 | 0 | 0 | 0 | 0 | 0 | 0 | 0 | 0 | 0 | 0 | 0 | 0 | 0 | 0 | 0 | 0 | 0 | 0 | 0 | 0 | 0 | 0 | 0 | 0 | 0 | 0 | 0 | 0 | 0 | 0 | 0 | 0 | 0 | 0 | 0 | 0 | 0 | 0 | 0 | 0 | 0 | 0 | 0 | 0 | 0 | #N/A | #N/A | #N/A | #N/A | #N/A | #N/A | #N/A | #N/A | #N/A | #N/A | #N/A | #N/A | 27.4894 | 27.4894 | 27.4894 | 27.4894 | 27.4894 | 27.4894 | 27.4894 | 27.4894 | 27.4894 | 27.4894 | 27.4894 | 27.4894 | 28.349 | 28.349 | 28.349 | 28.349 | 28.349 | 28.349 | 28.349 | 28.349 | 28.349 | 28.349 | 28.349 | 28.349 | 29.1474 | 29.1474 | 29.1474 | 29.1474 | 29.1474 | 29.1474 | 29.1474 | 29.1474 | 29.1474 | 29.1474 | 29.1474 | 29.1474 | 29.9487 | 29.9487 | 29.9487 | 29.9487 | 29.9487 | 29.9487 | 29.9487 | 29.9487 | 29.9487 | 29.9487 | 29.9487 | 29.9487 | 30.9179 | 30.9179 | 30.9179 | 30.9179 | 30.9179 | 30.9179 | 30.9179 | 30.9179 | 30.9179 | 30.9179 | 30.9179 | 30.9179 | 31.836 | 31.836 | 31.836 | 31.836 | 31.836 | 31.836 | 31.836 | 31.836 | 31.836 | 31.836 | 31.836 | 31.836 | 32.7419 | 32.7419 | 32.7419 | 32.7419 | 32.7419 | 32.7419 | 32.7419 | 32.7419 | 32.7419 | 32.7419 | 32.7419 | 32.7419 | 33.4234 | 33.4234 | 33.4234 | 33.4234 | 33.4234 | 33.4234 | 33.4234 | 33.4234 | 33.4234 | 33.4234 | 33.4234 | 33.4234 | 34.0763 | 34.0763 | 34.0763 | 34.0763 | 34.0763 | 34.0763 | 34.0763 | 34.0763 | 34.0763 | 34.0763 | 34.0763 | 34.0763 | 34.7762 | 34.7762 | 34.7762 | 34.7762 | 34.7762 | 34.7762 | 34.7762 | 34.7762 | 34.7762 | 34.7762 | 34.7762 | 34.7762 | 35.4065 | 35.4065 | 35.4065 | 35.4065 | 35.4065 | 35.4065 | 35.4065 | 35.4065 | 35.4065 | 35.4065 | 35.4065 | 35.4065 | 36.1751 | 36.1751 | 36.1751 | 36.1751 | 36.1751 | 36.1751 | 36.1751 | 36.1751 | 36.1751 | 36.1751 | 36.1751 | 36.1751 | 36.8544 | 36.8544 | 36.8544 | 36.8544 | 36.8544 | 36.8544 | 36.8544 | 36.8544 | 36.8544 | 36.8544 | 36.8544 | 36.8544 | 37.6103 | 37.6103 | 37.6103 | 37.6103 | 37.6103 | 37.6103 | 37.6103 | 37.6103 | 37.6103 | 37.6103 | 37.6103 | 37.6103 | 38.3046 | 38.3046 | 38.3046 | 38.3046 | 38.3046 | 38.3046 | 38.3046 | 38.3046 | 38.3046 | 38.3046 | 38.3046 | 38.3046 | 39.0811 | 39.0811 | 39.0811 | 39.0811 | 39.0811 | 39.0811 | 39.0811 | 39.0811 | 39.0811 | 39.0811 | 39.0811 | 39.0811 | 39.8478 | 39.8478 | 39.8478 | 39.8478 | 39.8478 | 39.8478 | 39.8478 | 39.8478 | 39.8478 | 39.8478 | 39.8478 | 39.8478 | 40.6827 | 40.6827 | 40.6827 | 40.6827 | 40.6827 | 40.6827 | 40.6827 | 40.6827 | 40.6827 | 40.6827 | 40.6827 | 40.6827 | 41.5329 | 41.5329 | 41.5329 | 41.5329 | 41.5329 | 41.5329 | 41.5329 | 41.5329 | 41.5329 | 41.5329 | 41.5329 | 41.5329 | 42.3836 | 42.3836 | 42.3836 | 42.3836 | 42.3836 | 42.3836 | 42.3836 | 42.3836 | 42.3836 | 42.3836 | 42.3836 | 42.3836 | 42.3182 | 42.3182 | 42.3182 | 42.3182 | 42.3182 | 42.3182 | 42.3182 | 42.3182 | 42.3182 | 42.3182 | 42.3182 | 42.3182 | 42.8526 | 42.8526 | 42.8526 | 42.8526 | 42.8526 | 42.8526 | 42.8526 | 42.8526 | 42.8526 | 42.8526 | 42.8526 | 42.8526 | 43.5436 | 43.5436 | 43.5436 | 43.5436 | 43.5436 | 43.5436 | 43.5436 | 43.5436 | 43.5436 | 43.5436 | 43.5436 | 43.5436 | 44.3188 | 44.3188 | 44.3188 | 44.3188 | 44.3188 | 44.3188 | 44.3188 | 44.3188 | 44.3188 | 44.3188 | 44.3188 | 44.3188
Offsetting Generation sales price | [23 empty] | 25.66 | 24.12 | 20.99 | 21.49 | 19.44 | 19.51 | 27.78 | 30.98 | 27.88 | 22.36 | 24.86 | 29.52 | 35.2018 | 32.9003 | 27.0446 | 24.5937 | 25.7137 | 25.6618 | 32.3095 | 29.3063 | 24.9684 | 24.2633 | 24.6319 | 26.6462 | 38.4912 | 35.9609 | 29.5736 | 26.8981 | 28.1377 | 28.0721 | 35.3406 | 32.0587 | 27.3213 | 26.5494 | 26.9414 | 29.157 | 41.9454 | 39.1985 | 32.2298 | 29.2988 | 30.6339 | 30.5557 | 38.485 | 34.909 | 29.7321 | 28.9075 | 29.3255 | 31.7144 | 44.0375 | 41.1531 | 33.8521 | 30.7651 | 32.1632 | 32.0797 | 40.3808 | 36.6267 | 31.2286 | 30.3612 | 30.8048 | 33.3146 | 45.6056 | 42.6188 | 35.0585 | 31.8615 | 33.3095 | 33.2229 | 41.8187 | 37.9312 | 32.3418 | 31.4436 | 31.9031 | 34.502 | 48.4218 | 45.2499 | 37.2206 | 33.826 | 35.3631 | 35.2717 | 44.401 | 40.2726 | 34.3353 | 33.3812 | 33.869 | 36.6288 | 50.6268 | 47.3095 | 38.9099 | 35.3607 | 36.9671 | 36.8727 | 46.4227 | 42.1045 | 35.8918 | 34.8933 | 35.4033 | 38.2896 | 53.0376 | 49.5615 | 40.7582 | 37.0397 | 38.7222 | 38.6243 | 48.6332 | 44.1079 | 37.5951 | 36.5485 | 37.0826 | 40.1069 | 54.0283 | 50.4863 | 41.5142 | 37.726 | 39.4394 | 39.3407 | 49.5416 | 44.9301 | 38.2907 | 37.2235 | 37.7675 | 40.8491 | 54.0117 | 50.4699 | 41.4967 | 37.7095 | 39.4219 | 39.3243 | 49.5262 | 44.9146 | 38.273 | 37.2054 | 37.7491 | 40.8305 | 54.5649 | 50.986 | 41.9175 | 38.0912 | 39.8207 | 39.7229 | 50.0333 | 45.3731 | 38.6595 | 37.5803 | 38.1295 | 41.243 | 55.1462 | 51.5286 | 42.3602 | 38.4929 | 40.2405 | 40.1425 | 50.5663 | 45.8552 | 39.0664 | 37.9751 | 38.5301 | 41.6774 | 56.0697 | 52.391 | 43.0668 | 39.1347 | 40.9112 | 40.8121 | 51.413 | 46.6222 | 39.7171 | 38.6071 | 39.1713 | 42.3716 | 57.5051 | 53.7316 | 44.1655 | 40.1326 | 41.9543 | 41.8534 | 52.7291 | 47.8144 | 40.7291 | 39.5901 | 40.1687 | 43.4515 | 60.095 | 56.1511 | 46.1527 | 41.938 | 43.8416 | 43.7366 | 55.1037 | 49.9671 | 42.561 | 41.3704 | 41.975 | 45.4059 | 62.0064 | 57.937 | 47.6202 | 43.2716 | 45.2356 | 45.1272 | 56.8564 | 51.5563 | 43.9142 | 42.6857 | 43.3095 | 46.8495 | 63.9393 | 59.7427 | 49.1033 | 44.6189 | 46.644 | 46.5327 | 58.6287 | 53.1629 | 45.2814 | 44.0142 | 44.6574 | 48.3081 | 65.3365 | 61.0477 | 50.1729 | 45.5905 | 47.6595 | 47.5463 | 59.9098 | 54.3235 | 46.2666 | 44.9713 | 45.6285 | 49.3594 | 65.8586 | 61.5353 | 50.5724 | 45.9533 | 48.0387 | 47.925 | 60.3886 | 54.7571 | 46.6346 | 45.3287 | 45.9911 | 49.7519 | 67.5499 | 63.1153 | 51.8695 | 47.1316 | 49.2703 | 49.1541 | 61.9393 | 56.1627 | 47.8299 | 46.4902 | 47.1696 | 51.0274 | 90.5824 | 84.8988 | 77.0959 | 74.4439 | 70.8339 | 70.7552 | 91.1914 | 100.3514 | 92.0914 | 79.5562 | 86.0856 | 96.6659 | 94.7629 | 88.8216 | 80.6811 | 77.8954 | 74.1354 | 74.0471 | 95.3982 | 104.9582 | 96.3482 | 83.2481 | 90.0673 | 101.1143 | 99.13 | 92.9209 | 84.423 | 81.5036 | 77.5836 | 77.4858 | 99.8013 | 109.7814 | 100.7814 | 87.1065 | 94.2254 | 105.759 | 103.6933 | 97.2166 | 88.3312 | 85.2884 | 81.1784 | 81.0911 | 104.4008 | 114.8208 | 105.4308 | 91.1413 | 98.58 | 110.6201 | 0 | 0 | 0 | 0 | 0 | 0 | 0 | 0 | 0 | 0 | 0 | 0 | 0 | 0 | 0 | 0 | 0 | 0 | 0 | 0 | 0 | 0 | 0 | 0 | 0 | 0 | 0 | 0 | 0 | 0 | 0 | 0 | 0 | 0 | 0 | 0 |  | 0 | 0 | 0 | 0 | 0 | 0 | 0 | 0 | 0 | 0 | 0 | 0 | 0 | 0 | 0 | 0 | 0 | 0 | 0 | 0 | 0 | 0 | 0 | 20.5527 | 19.8028 | 16.9151 | 14.6511 | 10.8511 | 9.9049 | 15.3088 | 19.2088 | 18.9584 | 18.6975 | 19.5936 | 23.2698 | 25.6214 | 23.2263 | 18.8278 | 18.118 | 14.6398 | 16.523 | 16.9392 | 16.5698 | 15.8561 | 16.1865 | 16.5337 | 17.899 | 28.0431 | 25.4034 | 20.5931 | 19.8044 | 15.9969 | 18.0539 | 18.5135 | 18.0989 | 17.3558 | 17.693 | 18.0699 | 19.5726 | 30.5512 | 27.6699 | 22.4364 | 21.5753 | 17.4499 | 19.7025 | 20.1716 | 19.7285 | 18.9079 | 19.269 | 19.6784 | 21.3205 | 32.0707 | 29.0357 | 23.5458 | 22.6477 | 18.3247 | 20.6759 | 21.1762 | 20.6972 | 19.8547 | 20.2242 | 20.6273 | 22.3635 | 33.2069 | 30.0708 | 24.3914 | 23.4551 | 18.9818 | 21.4147 | 21.9217 | 21.4443 | 20.563 | 20.9526 | 21.3639 | 23.1697 | 35.2595 | 31.9326 | 25.8935 | 24.8986 | 20.1447 | 22.7291 | 23.2738 | 22.7573 | 21.8271 | 22.2366 | 22.6765 | 24.5917 | 36.8572 | 33.3804 | 27.0612 | 26.0263 | 21.0524 | 23.7566 | 24.3318 | 23.7849 | 22.8042 | 23.2339 | 23.7044 | 25.6996 | 38.6091 | 34.9622 | 28.3431 | 27.2583 | 22.0441 | 24.8789 | 25.4734 | 24.907 | 23.8866 | 24.3361 | 24.8263 | 26.9214 | 39.3265 | 35.6105 | 28.8609 | 27.7547 | 22.441 | 25.3242 | 25.9413 | 25.3639 | 24.3125 | 24.7719 | 25.2735 | 27.4091 | 39.3095 | 35.5947 | 28.8446 | 27.7364 | 22.4235 | 25.3046 | 25.9249 | 25.3461 | 24.2932 | 24.7528 | 25.256 | 27.3923 | 39.7072 | 35.9633 | 29.1329 | 28.0133 | 22.6407 | 25.5606 | 26.1832 | 25.5933 | 24.5397 | 24.9992 | 25.5137 | 27.6704 | 40.1267 | 36.3435 | 29.4427 | 28.3019 | 22.8797 | 25.8183 | 26.4631 | 25.8621 | 24.7878 | 25.2573 | 25.7729 | 27.9601 | 40.8022 | 36.9492 | 29.9284 | 28.7771 | 23.2551 | 26.243 | 26.8988 | 26.2875 | 25.1926 | 25.6722 | 26.1983 | 28.4256 | 41.847 | 37.8843 | 30.6935 | 29.5015 | 23.8396 | 26.9071 | 27.5838 | 26.952 | 25.8369 | 26.3266 | 26.863 | 29.1405 | 43.7247 | 39.5916 | 32.0708 | 30.8298 | 24.9077 | 28.116 | 28.8212 | 28.16 | 26.9954 | 27.5051 | 28.0709 | 30.4582 | 45.1137 | 40.8499 | 33.0895 | 31.8095 | 25.6971 | 29.0065 | 29.7399 | 29.0595 | 27.8455 | 28.3753 | 28.96 | 31.4169 | 46.5195 | 42.1253 | 34.1251 | 32.7957 | 26.5031 | 29.9132 | 30.6654 | 29.9656 | 28.7121 | 29.2618 | 29.866 | 32.4027 | 47.5346 | 43.0408 | 34.8604 | 33.5105 | 27.068 | 30.5575 | 31.3207 | 30.6105 | 29.3367 | 29.8963 | 30.511 | 33.0978 | 47.9123 | 43.3887 | 35.1382 | 33.7679 | 27.2855 | 30.7948 | 31.5685 | 30.848 | 29.5639 | 30.1237 | 30.7486 | 33.3656 | 49.1448 | 44.501 | 36.0405 | 34.6306 | 27.9781 | 31.5774 | 32.3809 | 31.6406 | 30.3168 | 30.8964 | 31.531 | 34.2179 | 80.8754 | 77.2605 | 70.2358 | 60.6531 | 50.0832 | 45.7848 | 58.3387 | 71.6287 | 69.9684 | 70.7433 | 75.7972 | 83.7811 | 84.6127 | 80.8397 | 73.5072 | 63.4772 | 52.4473 | 47.9592 | 61.0797 | 74.9597 | 73.2194 | 74.0425 | 79.3163 | 87.653 | 88.5267 | 84.5855 | 76.9253 | 66.4383 | 54.9183 | 50.2405 | 63.9573 | 78.4473 | 76.627 | 77.4883 | 82.9919 | 91.721 | 92.6171 | 88.4978 | 80.4999 | 69.5462 | 57.5063 | 52.6187 | 66.9616 | 82.0816 | 80.1913 | 81.0907 | 86.8342 | 95.9382
Coyote variable cost | 11100 | [34 empty] | 20.8824 | 20.8824 | 20.8824 | 20.8824 | 20.8824 | 20.8824 | 20.8824 | 20.8824 | 20.8824 | 20.8824 | 20.8824 | 20.8824 | 24.2566 | 24.2566 | 24.2566 | 24.2566 | 24.2566 | 24.2566 | 24.2566 | 24.2566 | 24.2566 | 24.2566 | 24.2566 | 24.2566 | 21.804 | 21.804 | 21.804 | 21.804 | 21.804 | 21.804 | 21.804 | 21.804 | 21.804 | 21.804 | 21.804 | 21.804 | 23.7006 | 23.7006 | 23.7006 | 23.7006 | 23.7006 | 23.7006 | 23.7006 | 23.7006 | 23.7006 | 23.7006 | 23.7006 | 23.7006 | 24.2616 | 24.2616 | 24.2616 | 24.2616 | 24.2616 | 24.2616 | 24.2616 | 24.2616 | 24.2616 | 24.2616 | 24.2616 | 24.2616 | 24.7435 | 24.7435 | 24.7435 | 24.7435 | 24.7435 | 24.7435 | 24.7435 | 24.7435 | 24.7435 | 24.7435 | 24.7435 | 24.7435 | 25.2051 | 25.2051 | 25.2051 | 25.2051 | 25.2051 | 25.2051 | 25.2051 | 25.2051 | 25.2051 | 25.2051 | 25.2051 | 25.2051 | 25.7374 | 25.7374 | 25.7374 | 25.7374 | 25.7374 | 25.7374 | 25.7374 | 25.7374 | 25.7374 | 25.7374 | 25.7374 | 25.7374 | 26.2375 | 26.2375 | 26.2375 | 26.2375 | 26.2375 | 26.2375 | 26.2375 | 26.2375 | 26.2375 | 26.2375 | 26.2375 | 26.2375 | 26.7824 | 26.7824 | 26.7824 | 26.7824 | 26.7824 | 26.7824 | 26.7824 | 26.7824 | 26.7824 | 26.7824 | 26.7824 | 26.7824 | 27.243 | 27.243 | 27.243 | 27.243 | 27.243 | 27.243 | 27.243 | 27.243 | 27.243 | 27.243 | 27.243 | 27.243 | 27.8517 | 27.8517 | 27.8517 | 27.8517 | 27.8517 | 27.8517 | 27.8517 | 27.8517 | 27.8517 | 27.8517 | 27.8517 | 27.8517 | 28.3659 | 28.3659 | 28.3659 | 28.3659 | 28.3659 | 28.3659 | 28.3659 | 28.3659 | 28.3659 | 28.3659 | 28.3659 | 28.3659 | 28.9547 | 28.9547 | 28.9547 | 28.9547 | 28.9547 | 28.9547 | 28.9547 | 28.9547 | 28.9547 | 28.9547 | 28.9547 | 28.9547 | 29.4672 | 29.4672 | 29.4672 | 29.4672 | 29.4672 | 29.4672 | 29.4672 | 29.4672 | 29.4672 | 29.4672 | 29.4672 | 29.4672 | 30.0803 | 30.0803 | 30.0803 | 30.0803 | 30.0803 | 30.0803 | 30.0803 | 30.0803 | 30.0803 | 30.0803 | 30.0803 | 30.0803 | 30.6597 | 30.6597 | 30.6597 | 30.6597 | 30.6597 | 30.6597 | 30.6597 | 30.6597 | 30.6597 | 30.6597 | 30.6597 | 30.6597 | 31.3066 | 31.3066 | 31.3066 | 31.3066 | 31.3066 | 31.3066 | 31.3066 | 31.3066 | 31.3066 | 31.3066 | 31.3066 | 31.3066 | 31.9746 | 31.9746 | 31.9746 | 31.9746 | 31.9746 | 31.9746 | 31.9746 | 31.9746 | 31.9746 | 31.9746 | 31.9746 | 31.9746 | 32.6285 | 32.6285 | 32.6285 | 32.6285 | 32.6285 | 32.6285 | 32.6285 | 32.6285 | 32.6285 | 32.6285 | 32.6285 | 32.6285 | 32.6285 | 32.6285 | 32.6285 | 32.6285 | 32.6285 | 32.6285 | 32.6285 | 32.6285 | 32.6285 | 32.6285 | 32.6285 | 32.6285 | 32.6285 | 32.6285 | 32.6285 | 32.6285 | 32.6285 | 32.6285 | 32.6285 | 32.6285 | 32.6285 | 32.6285 | 32.6285 | 32.6285 | 32.6285 | 32.6285 | 32.6285 | 32.6285 | 32.6285 | 32.6285 | 32.6285 | 32.6285 | 32.6285 | 32.6285 | 32.6285 | 32.6285 | 32.6285 | 32.6285 | 32.6285 | 32.6285 | 32.6285 | 32.6285 | 32.6285 | 32.6285 | 32.6285 | 32.6285 | 32.6285 | 32.6285 | 32.6285 | 32.6285 | 32.6285 | 32.6285 | 32.6285 | 32.6285 | 32.6285 | 32.6285 | 32.6285 | 32.6285 | 32.6285 | 32.6285 | 32.6285 | 32.6285 | 32.6285 | 32.6285 | 32.6285 | 32.6285 | 32.6285 | 32.6285 | 32.6285 | 32.6285 | 32.6285 | 32.6285 | 32.6285 | 32.6285 | 32.6285 | 32.6285 | 32.6285 | 32.6285 | 32.6285 | 32.6285 | 32.6285 | 32.6285 | 32.6285 | 32.6285 | [36 empty] | 20.8824 | 20.8824 | 20.8824 | 20.8824 | 20.8824 | 20.8824 | 20.8824 | 20.8824 | 20.8824 | 20.8824 | 20.8824 | 20.8824 | 24.2566 | 24.2566 | 24.2566 | 24.2566 | 24.2566 | 24.2566 | 24.2566 | 24.2566 | 24.2566 | 24.2566 | 24.2566 | 24.2566 | 21.804 | 21.804 | 21.804 | 21.804 | 21.804 | 21.804 | 21.804 | 21.804 | 21.804 | 21.804 | 21.804 | 21.804 | 23.7006 | 23.7006 | 23.7006 | 23.7006 | 23.7006 | 23.7006 | 23.7006 | 23.7006 | 23.7006 | 23.7006 | 23.7006 | 23.7006 | 24.2616 | 24.2616 | 24.2616 | 24.2616 | 24.2616 | 24.2616 | 24.2616 | 24.2616 | 24.2616 | 24.2616 | 24.2616 | 24.2616 | 24.7435 | 24.7435 | 24.7435 | 24.7435 | 24.7435 | 24.7435 | 24.7435 | 24.7435 | 24.7435 | 24.7435 | 24.7435 | 24.7435 | 25.2051 | 25.2051 | 25.2051 | 25.2051 | 25.2051 | 25.2051 | 25.2051 | 25.2051 | 25.2051 | 25.2051 | 25.2051 | 25.2051 | 25.7374 | 25.7374 | 25.7374 | 25.7374 | 25.7374 | 25.7374 | 25.7374 | 25.7374 | 25.7374 | 25.7374 | 25.7374 | 25.7374 | 26.2375 | 26.2375 | 26.2375 | 26.2375 | 26.2375 | 26.2375 | 26.2375 | 26.2375 | 26.2375 | 26.2375 | 26.2375 | 26.2375 | 26.7824 | 26.7824 | 26.7824 | 26.7824 | 26.7824 | 26.7824 | 26.7824 | 26.7824 | 26.7824 | 26.7824 | 26.7824 | 26.7824 | 27.243 | 27.243 | 27.243 | 27.243 | 27.243 | 27.243 | 27.243 | 27.243 | 27.243 | 27.243 | 27.243 | 27.243 | 27.8517 | 27.8517 | 27.8517 | 27.8517 | 27.8517 | 27.8517 | 27.8517 | 27.8517 | 27.8517 | 27.8517 | 27.8517 | 27.8517 | 28.3659 | 28.3659 | 28.3659 | 28.3659 | 28.3659 | 28.3659 | 28.3659 | 28.3659 | 28.3659 | 28.3659 | 28.3659 | 28.3659 | 28.9547 | 28.9547 | 28.9547 | 28.9547 | 28.9547 | 28.9547 | 28.9547 | 28.9547 | 28.9547 | 28.9547 | 28.9547 | 28.9547 | 29.4672 | 29.4672 | 29.4672 | 29.4672 | 29.4672 | 29.4672 | 29.4672 | 29.4672 | 29.4672 | 29.4672 | 29.4672 | 29.4672 | 30.0803 | 30.0803 | 30.0803 | 30.0803 | 30.0803 | 30.0803 | 30.0803 | 30.0803 | 30.0803 | 30.0803 | 30.0803 | 30.0803 | 30.6597 | 30.6597 | 30.6597 | 30.6597 | 30.6597 | 30.6597 | 30.6597 | 30.6597 | 30.6597 | 30.6597 | 30.6597 | 30.6597 | 31.3066 | 31.3066 | 31.3066 | 31.3066 | 31.3066 | 31.3066 | 31.3066 | 31.3066 | 31.3066 | 31.3066 | 31.3066 | 31.3066 | 31.9746 | 31.9746 | 31.9746 | 31.9746 | 31.9746 | 31.9746 | 31.9746 | 31.9746 | 31.9746 | 31.9746 | 31.9746 | 31.9746 | 32.6285 | 32.6285 | 32.6285 | 32.6285 | 32.6285 | 32.6285 | 32.6285 | 32.6285 | 32.6285 | 32.6285 | 32.6285 | 32.6285
Neal variable cost | 10000 | [34 empty] | 22.7746 | 22.7746 | 22.7746 | 22.7746 | 22.7746 | 22.7746 | 22.7746 | 22.7746 | 22.7746 | 22.7746 | 22.7746 | 22.7746 | 23.2735 | 23.2735 | 23.2735 | 23.2735 | 23.2735 | 23.2735 | 23.2735 | 23.2735 | 23.2735 | 23.2735 | 23.2735 | 23.2735 | 24.5237 | 24.5237 | 24.5237 | 24.5237 | 24.5237 | 24.5237 | 24.5237 | 24.5237 | 24.5237 | 24.5237 | 24.5237 | 24.5237 | 25.5118 | 25.5118 | 25.5118 | 25.5118 | 25.5118 | 25.5118 | 25.5118 | 25.5118 | 25.5118 | 25.5118 | 25.5118 | 25.5118 | 26.6513 | 26.6513 | 26.6513 | 26.6513 | 26.6513 | 26.6513 | 26.6513 | 26.6513 | 26.6513 | 26.6513 | 26.6513 | 26.6513 | 27.7319 | 27.7319 | 27.7319 | 27.7319 | 27.7319 | 27.7319 | 27.7319 | 27.7319 | 27.7319 | 27.7319 | 27.7319 | 27.7319 | 28.7096 | 28.7096 | 28.7096 | 28.7096 | 28.7096 | 28.7096 | 28.7096 | 28.7096 | 28.7096 | 28.7096 | 28.7096 | 28.7096 | 29.897 | 29.897 | 29.897 | 29.897 | 29.897 | 29.897 | 29.897 | 29.897 | 29.897 | 29.897 | 29.897 | 29.897 | 30.482 | 30.482 | 30.482 | 30.482 | 30.482 | 30.482 | 30.482 | 30.482 | 30.482 | 30.482 | 30.482 | 30.482 | 31.1103 | 31.1103 | 31.1103 | 31.1103 | 31.1103 | 31.1103 | 31.1103 | 31.1103 | 31.1103 | 31.1103 | 31.1103 | 31.1103 | 31.6655 | 31.6655 | 31.6655 | 31.6655 | 31.6655 | 31.6655 | 31.6655 | 31.6655 | 31.6655 | 31.6655 | 31.6655 | 31.6655 | 32.3671 | 32.3671 | 32.3671 | 32.3671 | 32.3671 | 32.3671 | 32.3671 | 32.3671 | 32.3671 | 32.3671 | 32.3671 | 32.3671 | 32.9766 | 32.9766 | 32.9766 | 32.9766 | 32.9766 | 32.9766 | 32.9766 | 32.9766 | 32.9766 | 32.9766 | 32.9766 | 32.9766 | 33.6474 | 33.6474 | 33.6474 | 33.6474 | 33.6474 | 33.6474 | 33.6474 | 33.6474 | 33.6474 | 33.6474 | 33.6474 | 33.6474 | 34.2616 | 34.2616 | 34.2616 | 34.2616 | 34.2616 | 34.2616 | 34.2616 | 34.2616 | 34.2616 | 34.2616 | 34.2616 | 34.2616 | 34.9606 | 34.9606 | 34.9606 | 34.9606 | 34.9606 | 34.9606 | 34.9606 | 34.9606 | 34.9606 | 34.9606 | 34.9606 | 34.9606 | 35.6515 | 35.6515 | 35.6515 | 35.6515 | 35.6515 | 35.6515 | 35.6515 | 35.6515 | 35.6515 | 35.6515 | 35.6515 | 35.6515 | 36.3966 | 36.3966 | 36.3966 | 36.3966 | 36.3966 | 36.3966 | 36.3966 | 36.3966 | 36.3966 | 36.3966 | 36.3966 | 36.3966 | 37.1652 | 37.1652 | 37.1652 | 37.1652 | 37.1652 | 37.1652 | 37.1652 | 37.1652 | 37.1652 | 37.1652 | 37.1652 | 37.1652 | 37.9235 | 37.9235 | 37.9235 | 37.9235 | 37.9235 | 37.9235 | 37.9235 | 37.9235 | 37.9235 | 37.9235 | 37.9235 | 37.9235 | 15.91 | 15.91 | 15.91 | 15.91 | 15.91 | 15.91 | 15.91 | 15.91 | 15.91 | 15.91 | 15.91 | 15.91 | 16.23 | 16.23 | 16.23 | 16.23 | 16.23 | 16.23 | 16.23 | 16.23 | 16.23 | 16.23 | 16.23 | 16.23 | 16.56 | 16.56 | 16.56 | 16.56 | 16.56 | 16.56 | 16.56 | 16.56 | 16.56 | 16.56 | 16.56 | 16.56 | 16.89 | 16.89 | 16.89 | 16.89 | 16.89 | 16.89 | 16.89 | 16.89 | 16.89 | 16.89 | 16.89 | 16.89 | 0 | 0 | 0 | 0 | 0 | 0 | 0 | 0 | 0 | 0 | 0 | 0 | 0 | 0 | 0 | 0 | 0 | 0 | 0 | 0 | 0 | 0 | 0 | 0 | 0 | 0 | 0 | 0 | 0 | 0 | 0 | 0 | 0 | 0 | 0 | 0 | [36 empty] | 22.7746 | 22.7746 | 22.7746 | 22.7746 | 22.7746 | 22.7746 | 22.7746 | 22.7746 | 22.7746 | 22.7746 | 22.7746 | 22.7746 | 23.2735 | 23.2735 | 23.2735 | 23.2735 | 23.2735 | 23.2735 | 23.2735 | 23.2735 | 23.2735 | 23.2735 | 23.2735 | 23.2735 | 24.5237 | 24.5237 | 24.5237 | 24.5237 | 24.5237 | 24.5237 | 24.5237 | 24.5237 | 24.5237 | 24.5237 | 24.5237 | 24.5237 | 25.5118 | 25.5118 | 25.5118 | 25.5118 | 25.5118 | 25.5118 | 25.5118 | 25.5118 | 25.5118 | 25.5118 | 25.5118 | 25.5118 | 26.6513 | 26.6513 | 26.6513 | 26.6513 | 26.6513 | 26.6513 | 26.6513 | 26.6513 | 26.6513 | 26.6513 | 26.6513 | 26.6513 | 27.7319 | 27.7319 | 27.7319 | 27.7319 | 27.7319 | 27.7319 | 27.7319 | 27.7319 | 27.7319 | 27.7319 | 27.7319 | 27.7319 | 28.7096 | 28.7096 | 28.7096 | 28.7096 | 28.7096 | 28.7096 | 28.7096 | 28.7096 | 28.7096 | 28.7096 | 28.7096 | 28.7096 | 29.897 | 29.897 | 29.897 | 29.897 | 29.897 | 29.897 | 29.897 | 29.897 | 29.897 | 29.897 | 29.897 | 29.897 | 30.482 | 30.482 | 30.482 | 30.482 | 30.482 | 30.482 | 30.482 | 30.482 | 30.482 | 30.482 | 30.482 | 30.482 | 31.1103 | 31.1103 | 31.1103 | 31.1103 | 31.1103 | 31.1103 | 31.1103 | 31.1103 | 31.1103 | 31.1103 | 31.1103 | 31.1103 | 31.6655 | 31.6655 | 31.6655 | 31.6655 | 31.6655 | 31.6655 | 31.6655 | 31.6655 | 31.6655 | 31.6655 | 31.6655 | 31.6655 | 32.3671 | 32.3671 | 32.3671 | 32.3671 | 32.3671 | 32.3671 | 32.3671 | 32.3671 | 32.3671 | 32.3671 | 32.3671 | 32.3671 | 32.9766 | 32.9766 | 32.9766 | 32.9766 | 32.9766 | 32.9766 | 32.9766 | 32.9766 | 32.9766 | 32.9766 | 32.9766 | 32.9766 | 33.6474 | 33.6474 | 33.6474 | 33.6474 | 33.6474 | 33.6474 | 33.6474 | 33.6474 | 33.6474 | 33.6474 | 33.6474 | 33.6474 | 34.2616 | 34.2616 | 34.2616 | 34.2616 | 34.2616 | 34.2616 | 34.2616 | 34.2616 | 34.2616 | 34.2616 | 34.2616 | 34.2616 | 34.9606 | 34.9606 | 34.9606 | 34.9606 | 34.9606 | 34.9606 | 34.9606 | 34.9606 | 34.9606 | 34.9606 | 34.9606 | 34.9606 | 35.6515 | 35.6515 | 35.6515 | 35.6515 | 35.6515 | 35.6515 | 35.6515 | 35.6515 | 35.6515 | 35.6515 | 35.6515 | 35.6515 | 36.3966 | 36.3966 | 36.3966 | 36.3966 | 36.3966 | 36.3966 | 36.3966 | 36.3966 | 36.3966 | 36.3966 | 36.3966 | 36.3966 | 37.1652 | 37.1652 | 37.1652 | 37.1652 | 37.1652 | 37.1652 | 37.1652 | 37.1652 | 37.1652 | 37.1652 | 37.1652 | 37.1652 | 37.9235 | 37.9235 | 37.9235 | 37.9235 | 37.9235 | 37.9235 | 37.9235 | 37.9235 | 37.9235 | 37.9235 | 37.9235 | 37.9235
Avoided Energy Cost | [35 empty] | 27.4894 | 27.4894 | 22.7746 | 22.7746 | 22.7746 | 22.7746 | 27.4894 | 27.4894 | 22.7746 | 22.7746 | 22.7746 | 22.7746 | 28.349 | 28.349 | 28.349 | 24.2566 | 24.2566 | 24.2566 | 28.349 | 28.349 | 24.2566 | 24.2566 | 24.2566 | 28.349 | 29.1474 | 29.1474 | 29.1474 | 29.1474 | 29.1474 | 29.1474 | 29.1474 | 29.1474 | 29.1474 | 24.5237 | 29.1474 | 29.1474 | 29.9487 | 29.9487 | 29.9487 | 29.9487 | 29.9487 | 29.9487 | 29.9487 | 29.9487 | 29.9487 | 29.9487 | 29.9487 | 29.9487 | 30.9179 | 30.9179 | 30.9179 | 30.9179 | 30.9179 | 30.9179 | 30.9179 | 30.9179 | 30.9179 | 30.9179 | 30.9179 | 30.9179 | 31.836 | 31.836 | 31.836 | 31.836 | 31.836 | 31.836 | 31.836 | 31.836 | 31.836 | 31.836 | 31.836 | 31.836 | 32.7419 | 32.7419 | 32.7419 | 32.7419 | 32.7419 | 32.7419 | 32.7419 | 32.7419 | 32.7419 | 32.7419 | 32.7419 | 32.7419 | 33.4234 | 33.4234 | 33.4234 | 33.4234 | 33.4234 | 33.4234 | 33.4234 | 33.4234 | 33.4234 | 33.4234 | 33.4234 | 33.4234 | 34.0763 | 34.0763 | 34.0763 | 34.0763 | 34.0763 | 34.0763 | 34.0763 | 34.0763 | 34.0763 | 34.0763 | 34.0763 | 34.0763 | 34.7762 | 34.7762 | 34.7762 | 34.7762 | 34.7762 | 34.7762 | 34.7762 | 34.7762 | 34.7762 | 34.7762 | 34.7762 | 34.7762 | 35.4065 | 35.4065 | 35.4065 | 35.4065 | 35.4065 | 35.4065 | 35.4065 | 35.4065 | 35.4065 | 35.4065 | 35.4065 | 35.4065 | 36.1751 | 36.1751 | 36.1751 | 36.1751 | 36.1751 | 36.1751 | 36.1751 | 36.1751 | 36.1751 | 36.1751 | 36.1751 | 36.1751 | 36.8544 | 36.8544 | 36.8544 | 36.8544 | 36.8544 | 36.8544 | 36.8544 | 36.8544 | 36.8544 | 36.8544 | 36.8544 | 36.8544 | 37.6103 | 37.6103 | 37.6103 | 37.6103 | 37.6103 | 37.6103 | 37.6103 | 37.6103 | 37.6103 | 37.6103 | 37.6103 | 37.6103 | 38.3046 | 38.3046 | 38.3046 | 38.3046 | 38.3046 | 38.3046 | 38.3046 | 38.3046 | 38.3046 | 38.3046 | 38.3046 | 38.3046 | 39.0811 | 39.0811 | 39.0811 | 39.0811 | 39.0811 | 39.0811 | 39.0811 | 39.0811 | 39.0811 | 39.0811 | 39.0811 | 39.0811 | 39.8478 | 39.8478 | 39.8478 | 39.8478 | 39.8478 | 39.8478 | 39.8478 | 39.8478 | 39.8478 | 39.8478 | 39.8478 | 39.8478 | 40.6827 | 40.6827 | 40.6827 | 40.6827 | 40.6827 | 40.6827 | 40.6827 | 40.6827 | 40.6827 | 40.6827 | 40.6827 | 40.6827 | 41.5329 | 41.5329 | 41.5329 | 41.5329 | 41.5329 | 41.5329 | 41.5329 | 41.5329 | 41.5329 | 41.5329 | 41.5329 | 41.5329 | 42.3836 | 42.3836 | 42.3836 | 42.3836 | 42.3836 | 42.3836 | 42.3836 | 42.3836 | 42.3836 | 42.3836 | 42.3836 | 42.3836 | 41.3072 | 41.3072 | 41.3072 | 41.3072 | 41.3072 | 41.3072 | 41.3072 | 41.3072 | 41.3072 | 41.3072 | 41.3072 | 41.3072 | 41.8416 | 41.8416 | 41.8416 | 41.8416 | 41.8416 | 41.8416 | 41.8416 | 41.8416 | 41.8416 | 41.8416 | 41.8416 | 41.8416 | 42.5326 | 42.5326 | 42.5326 | 42.5326 | 42.5326 | 42.5326 | 42.5326 | 42.5326 | 42.5326 | 42.5326 | 42.5326 | 42.5326 | 43.3079 | 43.3079 | 43.3079 | 43.3079 | 43.3079 | 43.3079 | 43.3079 | 43.3079 | 43.3079 | 43.3079 | 43.3079 | 43.3079 | 0 | 0 | 0 | 0 | 0 | 0 | 0 | 0 | 0 | 0 | 0 | 0 | 0 | 0 | 0 | 0 | 0 | 0 | 0 | 0 | 0 | 0 | 0 | 0 | 0 | 0 | 0 | 0 | 0 | 0 | 0 | 0 | 0 | 0 | 0 | 0 |  | 0 | 0 | 0 | 0 | 0 | 0 | 0 | 0 | 0 | 0 | 0 | 0 | 0 | 0 | 0 | 0 | 0 | 0 | 0 | 0 | 0 | 0 | 0 | #N/A | #N/A | #N/A | #N/A | #N/A | #N/A | #N/A | #N/A | #N/A | #N/A | #N/A | #N/A | 22.7746 | 22.7746 | 0 | 0 | 0 | 0 | 0 | 0 | 0 | 0 | 0 | 0 | 24.2566 | 24.2566 | 0 | 0 | 0 | 0 | 0 | 0 | 0 | 0 | 0 | 0 | 29.1474 | 24.5237 | 21.804 | 0 | 0 | 0 | 0 | 0 | 0 | 0 | 0 | 0 | 29.9487 | 25.5118 | 0 | 0 | 0 | 0 | 0 | 0 | 0 | 0 | 0 | 0 | 30.9179 | 26.6513 | 24.2616 | 0 | 0 | 0 | 0 | 0 | 0 | 0 | 0 | 0 | 31.836 | 31.836 | 24.7435 | 24.7435 | 0 | 0 | 0 | 0 | 0 | 0 | 0 | 0 | 32.7419 | 32.7419 | 25.2051 | 25.2051 | 0 | 0 | 0 | 0 | 0 | 0 | 0 | 25.2051 | 33.4234 | 33.4234 | 25.7374 | 25.7374 | 0 | 0 | 0 | 0 | 0 | 0 | 0 | 25.7374 | 34.0763 | 34.0763 | 26.2375 | 26.2375 | 0 | 0 | 0 | 0 | 0 | 0 | 0 | 26.2375 | 34.7762 | 34.7762 | 26.7824 | 26.7824 | 0 | 0 | 0 | 0 | 0 | 0 | 0 | 26.7824 | 35.4065 | 35.4065 | 27.243 | 27.243 | 0 | 0 | 0 | 0 | 0 | 0 | 0 | 27.243 | 36.1751 | 36.1751 | 27.8517 | 27.8517 | 0 | 0 | 0 | 0 | 0 | 0 | 0 | 27.8517 | 36.8544 | 36.8544 | 28.3659 | 28.3659 | 0 | 0 | 0 | 0 | 0 | 0 | 0 | 28.3659 | 37.6103 | 37.6103 | 28.9547 | 28.9547 | 0 | 0 | 0 | 0 | 0 | 0 | 0 | 28.9547 | 38.3046 | 38.3046 | 29.4672 | 29.4672 | 0 | 0 | 0 | 0 | 0 | 0 | 0 | 29.4672 | 39.0811 | 39.0811 | 30.0803 | 30.0803 | 0 | 0 | 0 | 0 | 0 | 0 | 0 | 30.0803 | 39.8478 | 39.8478 | 30.6597 | 30.6597 | 0 | 0 | 30.6597 | 0 | 0 | 0 | 0 | 30.6597 | 40.6827 | 40.6827 | 31.3066 | 31.3066 | 0 | 0 | 31.3066 | 0 | 0 | 0 | 0 | 31.3066 | 41.5329 | 41.5329 | 31.9746 | 31.9746 | 0 | 0 | 0 | 0 | 0 | 0 | 0 | 31.9746 | 42.3836 | 42.3836 | 32.6285 | 32.6285 | 0 | 0 | 0 | 0 | 0 | 0 | 0 | 32.6285
Coyote transport | [35 empty] | 0.82931 | 0.82931 | 0.82931 | 0.82931 | 0.82931 | 0.82931 | 0.82931 | 0.82931 | 0.82931 | 0.82931 | 0.82931 | 0.82931 | 1.1115 | 1.1115 | 1.1115 | 1.1115 | 1.1115 | 1.1115 | 1.1115 | 1.1115 | 1.1115 | 1.1115 | 1.1115 | 1.1115 | 0.86874 | 0.86874 | 0.86874 | 0.86874 | 0.86874 | 0.86874 | 0.86874 | 0.86874 | 0.86874 | 0.86874 | 0.86874 | 0.86874 | 1.0178 | 1.0178 | 1.0178 | 1.0178 | 1.0178 | 1.0178 | 1.0178 | 1.0178 | 1.0178 | 1.0178 | 1.0178 | 1.0178 | 1.0365 | 1.0365 | 1.0365 | 1.0365 | 1.0365 | 1.0365 | 1.0365 | 1.0365 | 1.0365 | 1.0365 | 1.0365 | 1.0365 | 1.0491 | 1.0491 | 1.0491 | 1.0491 | 1.0491 | 1.0491 | 1.0491 | 1.0491 | 1.0491 | 1.0491 | 1.0491 | 1.0491 | 1.0679 | 1.0679 | 1.0679 | 1.0679 | 1.0679 | 1.0679 | 1.0679 | 1.0679 | 1.0679 | 1.0679 | 1.0679 | 1.0679 | 1.0741 | 1.0741 | 1.0741 | 1.0741 | 1.0741 | 1.0741 | 1.0741 | 1.0741 | 1.0741 | 1.0741 | 1.0741 | 1.0741 | 1.0873 | 1.0873 | 1.0873 | 1.0873 | 1.0873 | 1.0873 | 1.0873 | 1.0873 | 1.0873 | 1.0873 | 1.0873 | 1.0873 | 1.0946 | 1.0946 | 1.0946 | 1.0946 | 1.0946 | 1.0946 | 1.0946 | 1.0946 | 1.0946 | 1.0946 | 1.0946 | 1.0946 | 1.1043 | 1.1043 | 1.1043 | 1.1043 | 1.1043 | 1.1043 | 1.1043 | 1.1043 | 1.1043 | 1.1043 | 1.1043 | 1.1043 | 1.1074 | 1.1074 | 1.1074 | 1.1074 | 1.1074 | 1.1074 | 1.1074 | 1.1074 | 1.1074 | 1.1074 | 1.1074 | 1.1074 | 1.1019 | 1.1019 | 1.1019 | 1.1019 | 1.1019 | 1.1019 | 1.1019 | 1.1019 | 1.1019 | 1.1019 | 1.1019 | 1.1019 | 1.1022 | 1.1022 | 1.1022 | 1.1022 | 1.1022 | 1.1022 | 1.1022 | 1.1022 | 1.1022 | 1.1022 | 1.1022 | 1.1022 | 1.1066 | 1.1066 | 1.1066 | 1.1066 | 1.1066 | 1.1066 | 1.1066 | 1.1066 | 1.1066 | 1.1066 | 1.1066 | 1.1066 | 1.0991 | 1.0991 | 1.0991 | 1.0991 | 1.0991 | 1.0991 | 1.0991 | 1.0991 | 1.0991 | 1.0991 | 1.0991 | 1.0991 | 1.0995 | 1.0995 | 1.0995 | 1.0995 | 1.0995 | 1.0995 | 1.0995 | 1.0995 | 1.0995 | 1.0995 | 1.0995 | 1.0995 | 1.116 | 1.116 | 1.116 | 1.116 | 1.116 | 1.116 | 1.116 | 1.116 | 1.116 | 1.116 | 1.116 | 1.116 | 1.1235 | 1.1235 | 1.1235 | 1.1235 | 1.1235 | 1.1235 | 1.1235 | 1.1235 | 1.1235 | 1.1235 | 1.1235 | 1.1235 | 1.1306 | 1.1306 | 1.1306 | 1.1306 | 1.1306 | 1.1306 | 1.1306 | 1.1306 | 1.1306 | 1.1306 | 1.1306 | 1.1306 | [120 empty] | 0.82931 | 0.82931 | 0.82931 | 0.82931 | 0.82931 | 0.82931 | 0.82931 | 0.82931 | 0.82931 | 0.82931 | 0.82931 | 0.82931 | 1.1115 | 1.1115 | 1.1115 | 1.1115 | 1.1115 | 1.1115 | 1.1115 | 1.1115 | 1.1115 | 1.1115 | 1.1115 | 1.1115 | 0.86874 | 0.86874 | 0.86874 | 0.86874 | 0.86874 | 0.86874 | 0.86874 | 0.86874 | 0.86874 | 0.86874 | 0.86874 | 0.86874 | 1.0178 | 1.0178 | 1.0178 | 1.0178 | 1.0178 | 1.0178 | 1.0178 | 1.0178 | 1.0178 | 1.0178 | 1.0178 | 1.0178 | 1.0365 | 1.0365 | 1.0365 | 1.0365 | 1.0365 | 1.0365 | 1.0365 | 1.0365 | 1.0365 | 1.0365 | 1.0365 | 1.0365 | 1.0491 | 1.0491 | 1.0491 | 1.0491 | 1.0491 | 1.0491 | 1.0491 | 1.0491 | 1.0491 | 1.0491 | 1.0491 | 1.0491 | 1.0679 | 1.0679 | 1.0679 | 1.0679 | 1.0679 | 1.0679 | 1.0679 | 1.0679 | 1.0679 | 1.0679 | 1.0679 | 1.0679 | 1.0741 | 1.0741 | 1.0741 | 1.0741 | 1.0741 | 1.0741 | 1.0741 | 1.0741 | 1.0741 | 1.0741 | 1.0741 | 1.0741 | 1.0873 | 1.0873 | 1.0873 | 1.0873 | 1.0873 | 1.0873 | 1.0873 | 1.0873 | 1.0873 | 1.0873 | 1.0873 | 1.0873 | 1.0946 | 1.0946 | 1.0946 | 1.0946 | 1.0946 | 1.0946 | 1.0946 | 1.0946 | 1.0946 | 1.0946 | 1.0946 | 1.0946 | 1.1043 | 1.1043 | 1.1043 | 1.1043 | 1.1043 | 1.1043 | 1.1043 | 1.1043 | 1.1043 | 1.1043 | 1.1043 | 1.1043 | 1.1074 | 1.1074 | 1.1074 | 1.1074 | 1.1074 | 1.1074 | 1.1074 | 1.1074 | 1.1074 | 1.1074 | 1.1074 | 1.1074 | 1.1019 | 1.1019 | 1.1019 | 1.1019 | 1.1019 | 1.1019 | 1.1019 | 1.1019 | 1.1019 | 1.1019 | 1.1019 | 1.1019 | 1.1022 | 1.1022 | 1.1022 | 1.1022 | 1.1022 | 1.1022 | 1.1022 | 1.1022 | 1.1022 | 1.1022 | 1.1022 | 1.1022 | 1.1066 | 1.1066 | 1.1066 | 1.1066 | 1.1066 | 1.1066 | 1.1066 | 1.1066 | 1.1066 | 1.1066 | 1.1066 | 1.1066 | 1.0991 | 1.0991 | 1.0991 | 1.0991 | 1.0991 | 1.0991 | 1.0991 | 1.0991 | 1.0991 | 1.0991 | 1.0991 | 1.0991 | 1.0995 | 1.0995 | 1.0995 | 1.0995 | 1.0995 | 1.0995 | 1.0995 | 1.0995 | 1.0995 | 1.0995 | 1.0995 | 1.0995 | 1.116 | 1.116 | 1.116 | 1.116 | 1.116 | 1.116 | 1.116 | 1.116 | 1.116 | 1.116 | 1.116 | 1.116 | 1.1235 | 1.1235 | 1.1235 | 1.1235 | 1.1235 | 1.1235 | 1.1235 | 1.1235 | 1.1235 | 1.1235 | 1.1235 | 1.1235 | 1.1306 | 1.1306 | 1.1306 | 1.1306 | 1.1306 | 1.1306 | 1.1306 | 1.1306 | 1.1306 | 1.1306 | 1.1306 | 1.1306
Coyote v.o.m. | [35 empty] | 0.91 | 0.91 | 0.91 | 0.91 | 0.91 | 0.91 | 0.91 | 0.91 | 0.91 | 0.91 | 0.91 | 0.91 | 0.93 | 0.93 | 0.93 | 0.93 | 0.93 | 0.93 | 0.93 | 0.93 | 0.93 | 0.93 | 0.93 | 0.93 | 0.95 | 0.95 | 0.95 | 0.95 | 0.95 | 0.95 | 0.95 | 0.95 | 0.95 | 0.95 | 0.95 | 0.95 | 0.97 | 0.97 | 0.97 | 0.97 | 0.97 | 0.97 | 0.97 | 0.97 | 0.97 | 0.97 | 0.97 | 0.97 | 0.99 | 0.99 | 0.99 | 0.99 | 0.99 | 0.99 | 0.99 | 0.99 | 0.99 | 0.99 | 0.99 | 0.99 | 1 | 1 | 1 | 1 | 1 | 1 | 1 | 1 | 1 | 1 | 1 | 1 | 1.03 | 1.03 | 1.03 | 1.03 | 1.03 | 1.03 | 1.03 | 1.03 | 1.03 | 1.03 | 1.03 | 1.03 | 1.05 | 1.05 | 1.05 | 1.05 | 1.05 | 1.05 | 1.05 | 1.05 | 1.05 | 1.05 | 1.05 | 1.05 | 1.07 | 1.07 | 1.07 | 1.07 | 1.07 | 1.07 | 1.07 | 1.07 | 1.07 | 1.07 | 1.07 | 1.07 | 1.09 | 1.09 | 1.09 | 1.09 | 1.09 | 1.09 | 1.09 | 1.09 | 1.09 | 1.09 | 1.09 | 1.09 | 1.11 | 1.11 | 1.11 | 1.11 | 1.11 | 1.11 | 1.11 | 1.11 | 1.11 | 1.11 | 1.11 | 1.11 | 1.13 | 1.13 | 1.13 | 1.13 | 1.13 | 1.13 | 1.13 | 1.13 | 1.13 | 1.13 | 1.13 | 1.13 | 1.15 | 1.15 | 1.15 | 1.15 | 1.15 | 1.15 | 1.15 | 1.15 | 1.15 | 1.15 | 1.15 | 1.15 | 1.18 | 1.18 | 1.18 | 1.18 | 1.18 | 1.18 | 1.18 | 1.18 | 1.18 | 1.18 | 1.18 | 1.18 | 1.2 | 1.2 | 1.2 | 1.2 | 1.2 | 1.2 | 1.2 | 1.2 | 1.2 | 1.2 | 1.2 | 1.2 | 1.23 | 1.23 | 1.23 | 1.23 | 1.23 | 1.23 | 1.23 | 1.23 | 1.23 | 1.23 | 1.23 | 1.23 | 1.25 | 1.25 | 1.25 | 1.25 | 1.25 | 1.25 | 1.25 | 1.25 | 1.25 | 1.25 | 1.25 | 1.25 | 1.27 | 1.27 | 1.27 | 1.27 | 1.27 | 1.27 | 1.27 | 1.27 | 1.27 | 1.27 | 1.27 | 1.27 | 1.3 | 1.3 | 1.3 | 1.3 | 1.3 | 1.3 | 1.3 | 1.3 | 1.3 | 1.3 | 1.3 | 1.3 | 1.32 | 1.32 | 1.32 | 1.32 | 1.32 | 1.32 | 1.32 | 1.32 | 1.32 | 1.32 | 1.32 | 1.32 | [120 empty] | 0.91 | 0.91 | 0.91 | 0.91 | 0.91 | 0.91 | 0.91 | 0.91 | 0.91 | 0.91 | 0.91 | 0.91 | 0.93 | 0.93 | 0.93 | 0.93 | 0.93 | 0.93 | 0.93 | 0.93 | 0.93 | 0.93 | 0.93 | 0.93 | 0.95 | 0.95 | 0.95 | 0.95 | 0.95 | 0.95 | 0.95 | 0.95 | 0.95 | 0.95 | 0.95 | 0.95 | 0.97 | 0.97 | 0.97 | 0.97 | 0.97 | 0.97 | 0.97 | 0.97 | 0.97 | 0.97 | 0.97 | 0.97 | 0.99 | 0.99 | 0.99 | 0.99 | 0.99 | 0.99 | 0.99 | 0.99 | 0.99 | 0.99 | 0.99 | 0.99 | 1 | 1 | 1 | 1 | 1 | 1 | 1 | 1 | 1 | 1 | 1 | 1 | 1.03 | 1.03 | 1.03 | 1.03 | 1.03 | 1.03 | 1.03 | 1.03 | 1.03 | 1.03 | 1.03 | 1.03 | 1.05 | 1.05 | 1.05 | 1.05 | 1.05 | 1.05 | 1.05 | 1.05 | 1.05 | 1.05 | 1.05 | 1.05 | 1.07 | 1.07 | 1.07 | 1.07 | 1.07 | 1.07 | 1.07 | 1.07 | 1.07 | 1.07 | 1.07 | 1.07 | 1.09 | 1.09 | 1.09 | 1.09 | 1.09 | 1.09 | 1.09 | 1.09 | 1.09 | 1.09 | 1.09 | 1.09 | 1.11 | 1.11 | 1.11 | 1.11 | 1.11 | 1.11 | 1.11 | 1.11 | 1.11 | 1.11 | 1.11 | 1.11 | 1.13 | 1.13 | 1.13 | 1.13 | 1.13 | 1.13 | 1.13 | 1.13 | 1.13 | 1.13 | 1.13 | 1.13 | 1.15 | 1.15 | 1.15 | 1.15 | 1.15 | 1.15 | 1.15 | 1.15 | 1.15 | 1.15 | 1.15 | 1.15 | 1.18 | 1.18 | 1.18 | 1.18 | 1.18 | 1.18 | 1.18 | 1.18 | 1.18 | 1.18 | 1.18 | 1.18 | 1.2 | 1.2 | 1.2 | 1.2 | 1.2 | 1.2 | 1.2 | 1.2 | 1.2 | 1.2 | 1.2 | 1.2 | 1.23 | 1.23 | 1.23 | 1.23 | 1.23 | 1.23 | 1.23 | 1.23 | 1.23 | 1.23 | 1.23 | 1.23 | 1.25 | 1.25 | 1.25 | 1.25 | 1.25 | 1.25 | 1.25 | 1.25 | 1.25 | 1.25 | 1.25 | 1.25 | 1.27 | 1.27 | 1.27 | 1.27 | 1.27 | 1.27 | 1.27 | 1.27 | 1.27 | 1.27 | 1.27 | 1.27 | 1.3 | 1.3 | 1.3 | 1.3 | 1.3 | 1.3 | 1.3 | 1.3 | 1.3 | 1.3 | 1.3 | 1.3 | 1.32 | 1.32 | 1.32 | 1.32 | 1.32 | 1.32 | 1.32 | 1.32 | 1.32 | 1.32 | 1.32 | 1.32
Neal transport | [35 empty] | 1.2615 | 1.2615 | 1.2615 | 1.2615 | 1.2615 | 1.2615 | 1.2615 | 1.2615 | 1.2615 | 1.2615 | 1.2615 | 1.2615 | 1.2903 | 1.2903 | 1.2903 | 1.2903 | 1.2903 | 1.2903 | 1.2903 | 1.2903 | 1.2903 | 1.2903 | 1.2903 | 1.2903 | 1.3944 | 1.3944 | 1.3944 | 1.3944 | 1.3944 | 1.3944 | 1.3944 | 1.3944 | 1.3944 | 1.3944 | 1.3944 | 1.3944 | 1.4722 | 1.4722 | 1.4722 | 1.4722 | 1.4722 | 1.4722 | 1.4722 | 1.4722 | 1.4722 | 1.4722 | 1.4722 | 1.4722 | 1.5551 | 1.5551 | 1.5551 | 1.5551 | 1.5551 | 1.5551 | 1.5551 | 1.5551 | 1.5551 | 1.5551 | 1.5551 | 1.5551 | 1.6322 | 1.6322 | 1.6322 | 1.6322 | 1.6322 | 1.6322 | 1.6322 | 1.6322 | 1.6322 | 1.6322 | 1.6322 | 1.6322 | 1.709 | 1.709 | 1.709 | 1.709 | 1.709 | 1.709 | 1.709 | 1.709 | 1.709 | 1.709 | 1.709 | 1.709 | 1.7867 | 1.7867 | 1.7867 | 1.7867 | 1.7867 | 1.7867 | 1.7867 | 1.7867 | 1.7867 | 1.7867 | 1.7867 | 1.7867 | 1.8142 | 1.8142 | 1.8142 | 1.8142 | 1.8142 | 1.8142 | 1.8142 | 1.8142 | 1.8142 | 1.8142 | 1.8142 | 1.8142 | 1.836 | 1.836 | 1.836 | 1.836 | 1.836 | 1.836 | 1.836 | 1.836 | 1.836 | 1.836 | 1.836 | 1.836 | 1.8605 | 1.8605 | 1.8605 | 1.8605 | 1.8605 | 1.8605 | 1.8605 | 1.8605 | 1.8605 | 1.8605 | 1.8605 | 1.8605 | 1.8787 | 1.8787 | 1.8787 | 1.8787 | 1.8787 | 1.8787 | 1.8787 | 1.8787 | 1.8787 | 1.8787 | 1.8787 | 1.8787 | 1.8887 | 1.8887 | 1.8887 | 1.8887 | 1.8887 | 1.8887 | 1.8887 | 1.8887 | 1.8887 | 1.8887 | 1.8887 | 1.8887 | 1.9047 | 1.9047 | 1.9047 | 1.9047 | 1.9047 | 1.9047 | 1.9047 | 1.9047 | 1.9047 | 1.9047 | 1.9047 | 1.9047 | 1.9252 | 1.9252 | 1.9252 | 1.9252 | 1.9252 | 1.9252 | 1.9252 | 1.9252 | 1.9252 | 1.9252 | 1.9252 | 1.9252 | 1.9341 | 1.9341 | 1.9341 | 1.9341 | 1.9341 | 1.9341 | 1.9341 | 1.9341 | 1.9341 | 1.9341 | 1.9341 | 1.9341 | 1.9512 | 1.9512 | 1.9512 | 1.9512 | 1.9512 | 1.9512 | 1.9512 | 1.9512 | 1.9512 | 1.9512 | 1.9512 | 1.9512 | 1.9847 | 1.9847 | 1.9847 | 1.9847 | 1.9847 | 1.9847 | 1.9847 | 1.9847 | 1.9847 | 1.9847 | 1.9847 | 1.9847 | 2.0095 | 2.0095 | 2.0095 | 2.0095 | 2.0095 | 2.0095 | 2.0095 | 2.0095 | 2.0095 | 2.0095 | 2.0095 | 2.0095 | 2.0343 | 2.0343 | 2.0343 | 2.0343 | 2.0343 | 2.0343 | 2.0343 | 2.0343 | 2.0343 | 2.0343 | 2.0343 | 2.0343 | [120 empty] | 1.2615 | 1.2615 | 1.2615 | 1.2615 | 1.2615 | 1.2615 | 1.2615 | 1.2615 | 1.2615 | 1.2615 | 1.2615 | 1.2615 | 1.2903 | 1.2903 | 1.2903 | 1.2903 | 1.2903 | 1.2903 | 1.2903 | 1.2903 | 1.2903 | 1.2903 | 1.2903 | 1.2903 | 1.3944 | 1.3944 | 1.3944 | 1.3944 | 1.3944 | 1.3944 | 1.3944 | 1.3944 | 1.3944 | 1.3944 | 1.3944 | 1.3944 | 1.4722 | 1.4722 | 1.4722 | 1.4722 | 1.4722 | 1.4722 | 1.4722 | 1.4722 | 1.4722 | 1.4722 | 1.4722 | 1.4722 | 1.5551 | 1.5551 | 1.5551 | 1.5551 | 1.5551 | 1.5551 | 1.5551 | 1.5551 | 1.5551 | 1.5551 | 1.5551 | 1.5551 | 1.6322 | 1.6322 | 1.6322 | 1.6322 | 1.6322 | 1.6322 | 1.6322 | 1.6322 | 1.6322 | 1.6322 | 1.6322 | 1.6322 | 1.709 | 1.709 | 1.709 | 1.709 | 1.709 | 1.709 | 1.709 | 1.709 | 1.709 | 1.709 | 1.709 | 1.709 | 1.7867 | 1.7867 | 1.7867 | 1.7867 | 1.7867 | 1.7867 | 1.7867 | 1.7867 | 1.7867 | 1.7867 | 1.7867 | 1.7867 | 1.8142 | 1.8142 | 1.8142 | 1.8142 | 1.8142 | 1.8142 | 1.8142 | 1.8142 | 1.8142 | 1.8142 | 1.8142 | 1.8142 | 1.836 | 1.836 | 1.836 | 1.836 | 1.836 | 1.836 | 1.836 | 1.836 | 1.836 | 1.836 | 1.836 | 1.836 | 1.8605 | 1.8605 | 1.8605 | 1.8605 | 1.8605 | 1.8605 | 1.8605 | 1.8605 | 1.8605 | 1.8605 | 1.8605 | 1.8605 | 1.8787 | 1.8787 | 1.8787 | 1.8787 | 1.8787 | 1.8787 | 1.8787 | 1.8787 | 1.8787 | 1.8787 | 1.8787 | 1.8787 | 1.8887 | 1.8887 | 1.8887 | 1.8887 | 1.8887 | 1.8887 | 1.8887 | 1.8887 | 1.8887 | 1.8887 | 1.8887 | 1.8887 | 1.9047 | 1.9047 | 1.9047 | 1.9047 | 1.9047 | 1.9047 | 1.9047 | 1.9047 | 1.9047 | 1.9047 | 1.9047 | 1.9047 | 1.9252 | 1.9252 | 1.9252 | 1.9252 | 1.9252 | 1.9252 | 1.9252 | 1.9252 | 1.9252 | 1.9252 | 1.9252 | 1.9252 | 1.9341 | 1.9341 | 1.9341 | 1.9341 | 1.9341 | 1.9341 | 1.9341 | 1.9341 | 1.9341 | 1.9341 | 1.9341 | 1.9341 | 1.9512 | 1.9512 | 1.9512 | 1.9512 | 1.9512 | 1.9512 | 1.9512 | 1.9512 | 1.9512 | 1.9512 | 1.9512 | 1.9512 | 1.9847 | 1.9847 | 1.9847 | 1.9847 | 1.9847 | 1.9847 | 1.9847 | 1.9847 | 1.9847 | 1.9847 | 1.9847 | 1.9847 | 2.0095 | 2.0095 | 2.0095 | 2.0095 | 2.0095 | 2.0095 | 2.0095 | 2.0095 | 2.0095 | 2.0095 | 2.0095 | 2.0095 | 2.0343 | 2.0343 | 2.0343 | 2.0343 | 2.0343 | 2.0343 | 2.0343 | 2.0343 | 2.0343 | 2.0343 | 2.0343 | 2.0343
Neal v.o.m. | [35 empty] | 0.46 | 0.46 | 0.46 | 0.46 | 0.46 | 0.46 | 0.46 | 0.46 | 0.46 | 0.46 | 0.46 | 0.46 | 0.47 | 0.47 | 0.47 | 0.47 | 0.47 | 0.47 | 0.47 | 0.47 | 0.47 | 0.47 | 0.47 | 0.47 | 0.48 | 0.48 | 0.48 | 0.48 | 0.48 | 0.48 | 0.48 | 0.48 | 0.48 | 0.48 | 0.48 | 0.48 | 0.49 | 0.49 | 0.49 | 0.49 | 0.49 | 0.49 | 0.49 | 0.49 | 0.49 | 0.49 | 0.49 | 0.49 | 0.5 | 0.5 | 0.5 | 0.5 | 0.5 | 0.5 | 0.5 | 0.5 | 0.5 | 0.5 | 0.5 | 0.5 | 0.51 | 0.51 | 0.51 | 0.51 | 0.51 | 0.51 | 0.51 | 0.51 | 0.51 | 0.51 | 0.51 | 0.51 | 0.52 | 0.52 | 0.52 | 0.52 | 0.52 | 0.52 | 0.52 | 0.52 | 0.52 | 0.52 | 0.52 | 0.52 | 0.53 | 0.53 | 0.53 | 0.53 | 0.53 | 0.53 | 0.53 | 0.53 | 0.53 | 0.53 | 0.53 | 0.53 | 0.54 | 0.54 | 0.54 | 0.54 | 0.54 | 0.54 | 0.54 | 0.54 | 0.54 | 0.54 | 0.54 | 0.54 | 0.55 | 0.55 | 0.55 | 0.55 | 0.55 | 0.55 | 0.55 | 0.55 | 0.55 | 0.55 | 0.55 | 0.55 | 0.56 | 0.56 | 0.56 | 0.56 | 0.56 | 0.56 | 0.56 | 0.56 | 0.56 | 0.56 | 0.56 | 0.56 | 0.58 | 0.58 | 0.58 | 0.58 | 0.58 | 0.58 | 0.58 | 0.58 | 0.58 | 0.58 | 0.58 | 0.58 | 0.59 | 0.59 | 0.59 | 0.59 | 0.59 | 0.59 | 0.59 | 0.59 | 0.59 | 0.59 | 0.59 | 0.59 | 0.6 | 0.6 | 0.6 | 0.6 | 0.6 | 0.6 | 0.6 | 0.6 | 0.6 | 0.6 | 0.6 | 0.6 | 0.61 | 0.61 | 0.61 | 0.61 | 0.61 | 0.61 | 0.61 | 0.61 | 0.61 | 0.61 | 0.61 | 0.61 | 0.62 | 0.62 | 0.62 | 0.62 | 0.62 | 0.62 | 0.62 | 0.62 | 0.62 | 0.62 | 0.62 | 0.62 | 0.64 | 0.64 | 0.64 | 0.64 | 0.64 | 0.64 | 0.64 | 0.64 | 0.64 | 0.64 | 0.64 | 0.64 | 0.65 | 0.65 | 0.65 | 0.65 | 0.65 | 0.65 | 0.65 | 0.65 | 0.65 | 0.65 | 0.65 | 0.65 | 0.67 | 0.67 | 0.67 | 0.67 | 0.67 | 0.67 | 0.67 | 0.67 | 0.67 | 0.67 | 0.67 | 0.67 | 0.68 | 0.68 | 0.68 | 0.68 | 0.68 | 0.68 | 0.68 | 0.68 | 0.68 | 0.68 | 0.68 | 0.68 | [120 empty] | 0.46 | 0.46 | 0.46 | 0.46 | 0.46 | 0.46 | 0.46 | 0.46 | 0.46 | 0.46 | 0.46 | 0.46 | 0.47 | 0.47 | 0.47 | 0.47 | 0.47 | 0.47 | 0.47 | 0.47 | 0.47 | 0.47 | 0.47 | 0.47 | 0.48 | 0.48 | 0.48 | 0.48 | 0.48 | 0.48 | 0.48 | 0.48 | 0.48 | 0.48 | 0.48 | 0.48 | 0.49 | 0.49 | 0.49 | 0.49 | 0.49 | 0.49 | 0.49 | 0.49 | 0.49 | 0.49 | 0.49 | 0.49 | 0.5 | 0.5 | 0.5 | 0.5 | 0.5 | 0.5 | 0.5 | 0.5 | 0.5 | 0.5 | 0.5 | 0.5 | 0.51 | 0.51 | 0.51 | 0.51 | 0.51 | 0.51 | 0.51 | 0.51 | 0.51 | 0.51 | 0.51 | 0.51 | 0.52 | 0.52 | 0.52 | 0.52 | 0.52 | 0.52 | 0.52 | 0.52 | 0.52 | 0.52 | 0.52 | 0.52 | 0.53 | 0.53 | 0.53 | 0.53 | 0.53 | 0.53 | 0.53 | 0.53 | 0.53 | 0.53 | 0.53 | 0.53 | 0.54 | 0.54 | 0.54 | 0.54 | 0.54 | 0.54 | 0.54 | 0.54 | 0.54 | 0.54 | 0.54 | 0.54 | 0.55 | 0.55 | 0.55 | 0.55 | 0.55 | 0.55 | 0.55 | 0.55 | 0.55 | 0.55 | 0.55 | 0.55 | 0.56 | 0.56 | 0.56 | 0.56 | 0.56 | 0.56 | 0.56 | 0.56 | 0.56 | 0.56 | 0.56 | 0.56 | 0.58 | 0.58 | 0.58 | 0.58 | 0.58 | 0.58 | 0.58 | 0.58 | 0.58 | 0.58 | 0.58 | 0.58 | 0.59 | 0.59 | 0.59 | 0.59 | 0.59 | 0.59 | 0.59 | 0.59 | 0.59 | 0.59 | 0.59 | 0.59 | 0.6 | 0.6 | 0.6 | 0.6 | 0.6 | 0.6 | 0.6 | 0.6 | 0.6 | 0.6 | 0.6 | 0.6 | 0.61 | 0.61 | 0.61 | 0.61 | 0.61 | 0.61 | 0.61 | 0.61 | 0.61 | 0.61 | 0.61 | 0.61 | 0.62 | 0.62 | 0.62 | 0.62 | 0.62 | 0.62 | 0.62 | 0.62 | 0.62 | 0.62 | 0.62 | 0.62 | 0.64 | 0.64 | 0.64 | 0.64 | 0.64 | 0.64 | 0.64 | 0.64 | 0.64 | 0.64 | 0.64 | 0.64 | 0.65 | 0.65 | 0.65 | 0.65 | 0.65 | 0.65 | 0.65 | 0.65 | 0.65 | 0.65 | 0.65 | 0.65 | 0.67 | 0.67 | 0.67 | 0.67 | 0.67 | 0.67 | 0.67 | 0.67 | 0.67 | 0.67 | 0.67 | 0.67 | 0.68 | 0.68 | 0.68 | 0.68 | 0.68 | 0.68 | 0.68 | 0.68 | 0.68 | 0.68 | 0.68 | 0.68

## Iteration MPS
Books | SouthDakota
Study Portfolios | 2017-08-17 Juhl - SD_IRP_MainPortfolio With County Wind Projects
Date Intervals | Monthly
Stats | MEAN
| Heavy Load | [335 empty] | Light Load
|  | 2016-01 | 2016-02 | 2016-03 | 2016-04 | 2016-05 | 2016-06 | 2016-07 | 2016-08 | 2016-09 | 2016-10 | 2016-11 | 2016-12 | 2018-01 | 2018-02 | 2018-03 | 2018-04 | 2018-05 | 2018-06 | 2018-07 | 2018-08 | 2018-09 | 2018-10 | 2018-11 | 2018-12 | 2019-01 | 2019-02 | 2019-03 | 2019-04 | 2019-05 | 2019-06 | 2019-07 | 2019-08 | 2019-09 | 2019-10 | 2019-11 | 2019-12 | 2020-01 | 2020-02 | 2020-03 | 2020-04 | 2020-05 | 2020-06 | 2020-07 | 2020-08 | 2020-09 | 2020-10 | 2020-11 | 2020-12 | 2021-01 | 2021-02 | 2021-03 | 2021-04 | 2021-05 | 2021-06 | 2021-07 | 2021-08 | 2021-09 | 2021-10 | 2021-11 | 2021-12 | 2022-01 | 2022-02 | 2022-03 | 2022-04 | 2022-05 | 2022-06 | 2022-07 | 2022-08 | 2022-09 | 2022-10 | 2022-11 | 2022-12 | 2023-01 | 2023-02 | 2023-03 | 2023-04 | 2023-05 | 2023-06 | 2023-07 | 2023-08 | 2023-09 | 2023-10 | 2023-11 | 2023-12 | 2024-01 | 2024-02 | 2024-03 | 2024-04 | 2024-05 | 2024-06 | 2024-07 | 2024-08 | 2024-09 | 2024-10 | 2024-11 | 2024-12 | 2025-01 | 2025-02 | 2025-03 | 2025-04 | 2025-05 | 2025-06 | 2025-07 | 2025-08 | 2025-09 | 2025-10 | 2025-11 | 2025-12 | 2026-01 | 2026-02 | 2026-03 | 2026-04 | 2026-05 | 2026-06 | 2026-07 | 2026-08 | 2026-09 | 2026-10 | 2026-11 | 2026-12 | 2027-01 | 2027-02 | 2027-03 | 2027-04 | 2027-05 | 2027-06 | 2027-07 | 2027-08 | 2027-09 | 2027-10 | 2027-11 | 2027-12 | 2028-01 | 2028-02 | 2028-03 | 2028-04 | 2028-05 | 2028-06 | 2028-07 | 2028-08 | 2028-09 | 2028-10 | 2028-11 | 2028-12 | 2029-01 | 2029-02 | 2029-03 | 2029-04 | 2029-05 | 2029-06 | 2029-07 | 2029-08 | 2029-09 | 2029-10 | 2029-11 | 2029-12 | 2030-01 | 2030-02 | 2030-03 | 2030-04 | 2030-05 | 2030-06 | 2030-07 | 2030-08 | 2030-09 | 2030-10 | 2030-11 | 2030-12 | 2031-01 | 2031-02 | 2031-03 | 2031-04 | 2031-05 | 2031-06 | 2031-07 | 2031-08 | 2031-09 | 2031-10 | 2031-11 | 2031-12 | 2032-01 | 2032-02 | 2032-03 | 2032-04 | 2032-05 | 2032-06 | 2032-07 | 2032-08 | 2032-09 | 2032-10 | 2032-11 | 2032-12 | 2033-01 | 2033-02 | 2033-03 | 2033-04 | 2033-05 | 2033-06 | 2033-07 | 2033-08 | 2033-09 | 2033-10 | 2033-11 | 2033-12 | 2034-01 | 2034-02 | 2034-03 | 2034-04 | 2034-05 | 2034-06 | 2034-07 | 2034-08 | 2034-09 | 2034-10 | 2034-11 | 2034-12 | 2035-01 | 2035-02 | 2035-03 | 2035-04 | 2035-05 | 2035-06 | 2035-07 | 2035-08 | 2035-09 | 2035-10 | 2035-11 | 2035-12 | 2036-01 | 2036-02 | 2036-03 | 2036-04 | 2036-05 | 2036-06 | 2036-07 | 2036-08 | 2036-09 | 2036-10 | 2036-11 | 2036-12 | 2037-01 | 2037-02 | 2037-03 | 2037-04 | 2037-05 | 2037-06 | 2037-07 | 2037-08 | 2037-09 | 2037-10 | 2037-11 | 2037-12 | 2037-01 | 2037-02 | 2037-03 | 2037-04 | 2037-05 | 2037-06 | 2037-07 | 2037-08 | 2037-09 | 2037-10 | 2037-11 | 2037-12 | 2038-01 | 2038-02 | 2038-03 | 2038-04 | 2038-05 | 2038-06 | 2038-07 | 2038-08 | 2038-09 | 2038-10 | 2038-11 | 2038-12 | 2039-01 | 2039-02 | 2039-03 | 2039-04 | 2039-05 | 2039-06 | 2039-07 | 2039-08 | 2039-09 | 2039-10 | 2039-11 | 2039-12 | 2040-01 | 2040-02 | 2040-03 | 2040-04 | 2040-05 | 2040-06 | 2040-07 | 2040-08 | 2040-09 | 2040-10 | 2040-11 | 2040-12 | [59 empty] | 2016-01 | 2016-02 | 2016-03 | 2016-04 | 2016-05 | 2016-06 | 2016-07 | 2016-08 | 2016-09 | 2016-10 | 2016-11 | 2016-12 | 2018-01 | 2018-02 | 2018-03 | 2018-04 | 2018-05 | 2018-06 | 2018-07 | 2018-08 | 2018-09 | 2018-10 | 2018-11 | 2018-12 | 2019-01 | 2019-02 | 2019-03 | 2019-04 | 2019-05 | 2019-06 | 2019-07 | 2019-08 | 2019-09 | 2019-10 | 2019-11 | 2019-12 | 2020-01 | 2020-02 | 2020-03 | 2020-04 | 2020-05 | 2020-06 | 2020-07 | 2020-08 | 2020-09 | 2020-10 | 2020-11 | 2020-12 | 2021-01 | 2021-02 | 2021-03 | 2021-04 | 2021-05 | 2021-06 | 2021-07 | 2021-08 | 2021-09 | 2021-10 | 2021-11 | 2021-12 | 2022-01 | 2022-02 | 2022-03 | 2022-04 | 2022-05 | 2022-06 | 2022-07 | 2022-08 | 2022-09 | 2022-10 | 2022-11 | 2022-12 | 2023-01 | 2023-02 | 2023-03 | 2023-04 | 2023-05 | 2023-06 | 2023-07 | 2023-08 | 2023-09 | 2023-10 | 2023-11 | 2023-12 | 2024-01 | 2024-02 | 2024-03 | 2024-04 | 2024-05 | 2024-06 | 2024-07 | 2024-08 | 2024-09 | 2024-10 | 2024-11 | 2024-12 | 2025-01 | 2025-02 | 2025-03 | 2025-04 | 2025-05 | 2025-06 | 2025-07 | 2025-08 | 2025-09 | 2025-10 | 2025-11 | 2025-12 | 2026-01 | 2026-02 | 2026-03 | 2026-04 | 2026-05 | 2026-06 | 2026-07 | 2026-08 | 2026-09 | 2026-10 | 2026-11 | 2026-12 | 2027-01 | 2027-02 | 2027-03 | 2027-04 | 2027-05 | 2027-06 | 2027-07 | 2027-08 | 2027-09 | 2027-10 | 2027-11 | 2027-12 | 2028-01 | 2028-02 | 2028-03 | 2028-04 | 2028-05 | 2028-06 | 2028-07 | 2028-08 | 2028-09 | 2028-10 | 2028-11 | 2028-12 | 2029-01 | 2029-02 | 2029-03 | 2029-04 | 2029-05 | 2029-06 | 2029-07 | 2029-08 | 2029-09 | 2029-10 | 2029-11 | 2029-12 | 2030-01 | 2030-02 | 2030-03 | 2030-04 | 2030-05 | 2030-06 | 2030-07 | 2030-08 | 2030-09 | 2030-10 | 2030-11 | 2030-12 | 2031-01 | 2031-02 | 2031-03 | 2031-04 | 2031-05 | 2031-06 | 2031-07 | 2031-08 | 2031-09 | 2031-10 | 2031-11 | 2031-12 | 2032-01 | 2032-02 | 2032-03 | 2032-04 | 2032-05 | 2032-06 | 2032-07 | 2032-08 | 2032-09 | 2032-10 | 2032-11 | 2032-12 | 2033-01 | 2033-02 | 2033-03 | 2033-04 | 2033-05 | 2033-06 | 2033-07 | 2033-08 | 2033-09 | 2033-10 | 2033-11 | 2033-12 | 2034-01 | 2034-02 | 2034-03 | 2034-04 | 2034-05 | 2034-06 | 2034-07 | 2034-08 | 2034-09 | 2034-10 | 2034-11 | 2034-12 | 2035-01 | 2035-02 | 2035-03 | 2035-04 | 2035-05 | 2035-06 | 2035-07 | 2035-08 | 2035-09 | 2035-10 | 2035-11 | 2035-12 | 2036-01 | 2036-02 | 2036-03 | 2036-04 | 2036-05 | 2036-06 | 2036-07 | 2036-08 | 2036-09 | 2036-10 | 2036-11 | 2036-12 | 2037-01 | 2037-02 | 2037-03 | 2037-04 | 2037-05 | 2037-06 | 2037-07 | 2037-08 | 2037-09 | 2037-10 | 2037-11 | 2037-12 | 2037-01 | 2037-02 | 2037-03 | 2037-04 | 2037-05 | 2037-06 | 2037-07 | 2037-08 | 2037-09 | 2037-10 | 2037-11 | 2037-12 | 2038-01 | 2038-02 | 2038-03 | 2038-04 | 2038-05 | 2038-06 | 2038-07 | 2038-08 | 2038-09 | 2038-10 | 2038-11 | 2038-12 | 2039-01 | 2039-02 | 2039-03 | 2039-04 | 2039-05 | 2039-06 | 2039-07 | 2039-08 | 2039-09 | 2039-10 | 2039-11 | 2039-12 | 2040-01 | 2040-02 | 2040-03 | 2040-04 | 2040-05 | 2040-06 | 2040-07 | 2040-08 | 2040-09 | 2040-10 | 2040-11 | 2040-12
2017-08-17 Juhl - SD_IRP_MainPortfolio With County Wind Projects
MARKETPURCHASESMWH - Spot Purchases MWh
Total
MEAN | [13 empty] | 6717.5506 | 6599.7233 | 4067.2221 | 1956.4782 | 13030.2636 | 7803.8227 | 11143.1216 | 12922.0296 | 10950.8599 | 3732.1111 | 5096.887 | 10584.6525 | 9730.6511 | 8504.1317 | 4852.7837 | 2457.8023 | 11349.3864 | 11607.9981 | 13747.0355 | 13609.8191 | 14116.273 | 13041.7915 | 5617.5645 | 11967.3941 | 9821.9593 | 9632.0383 | 6056.3224 | 3180.6838 | 8493.421 | 9254.7799 | 15818.3626 | 14618.5092 | 14248.0791 | 4083.9531 | 5900.79 | 13768.2802 | 10465.7193 | 10159.6184 | 7854.6923 | 3314.149 | 14142.0395 | 8922.6622 | 15883.8666 | 15796.6624 | 14245.5427 | 3474.6466 | 6264.9143 | 14729.7181 | 11177.167 | 10174.1846 | 7189.3382 | 3462.0853 | 16168.3422 | 17803.8208 | 13920.821 | 16425.8345 | 14774.929 | 8910.5569 | 6939.1273 | 15372.3857 | 11666.2681 | 11180.1142 | 6792.4269 | 3363.566 | 13331.111 | 12286.8124 | 17542.8281 | 19517.1864 | 20560.7771 | 17906.3581 | 10989.8167 | 15490.6288 | 14218.1287 | 13989.2499 | 7919.8376 | 4501.0453 | 12216.2894 | 12037.0268 | 19726.5796 | 19445.4022 | 15822.9088 | 5710.3105 | 8218.1723 | 19251.8457 | 17003.4933 | 14833.1499 | 9512.166 | 10561.3567 | 16235.3699 | 16799.2949 | 21957.3836 | 20530.8753 | 20082.7564 | 7286.8579 | 9682.5379 | 21694.4732 | 14144.5876 | 13022.8762 | 10001.2176 | 5245.3458 | 13122.3624 | 14068.1717 | 23255.934 | 21243.894 | 22539.6298 | 14616.1493 | 10415.4463 | 24420.0604 | 15030.0679 | 16252.0233 | 11696.3672 | 6679.9498 | 18160.445 | 20372.3435 | 25441.5885 | 25448.7205 | 23221.655 | 10058.4246 | 13696.3787 | 26759.2293 | 18165.0505 | 17442.4513 | 13988.1148 | 6929.7344 | 19998.2283 | 23024.9352 | 24607.0466 | 27855.6804 | 24253.7993 | 25071.7733 | 17276.2588 | 25371.5832 | 20380.7907 | 18930.22 | 14723.6497 | 8805.4446 | 25154.8798 | 18157.3993 | 27654.3292 | 29031.5187 | 21470.4111 | 12575.3925 | 16705.6704 | 28695.8464 | 23247.9429 | 21182.8802 | 16437.3823 | 10870.3656 | 19086.4736 | 19831.3773 | 32581.9427 | 30499.3012 | 23636.351 | 14754.9203 | 18321.7295 | 33698.6371 | 24774.7623 | 23297.5802 | 17095.5433 | 18386.0206 | 19114.7687 | 22305.899 | 32518.6825 | 31687.8825 | 26619.9528 | 16111.094 | 18687.6448 | 38822.8671 | 27109.8771 | 24530.2024 | 18777.3055 | 12088.095 | 18776.393 | 23422.8377 | 34923.6616 | 34578.0068 | 33023.6315 | 30399.0773 | 25113.6305 | 40677.9121 | 27939.4614 | 25564.1526 | 20700.1779 | 14013.4305 | 19406.4212 | 24699.9339 | 35833.0902 | 39846.8561 | 28442.2647 | 17005.0678 | 23459.1814 | 41201.622 | 31888.1569 | 25973.2217 | 24269.6066 | 21075.0412 | 24114.2269 | 28525.9763 | 39074.2706 | 41488.4122 | 30376.6565 | 19081.0088 | 25568.0676 | 37771.4974 | 31326.3139 | 27135.6518 | 22955.5147 | 15671.089 | 19325.7289 | 29191.7381 | 43881.2772 | 44863.2165 | 28644.5512 | 24758.8716 | 29085.6315 | 40838.5754 | 35762.9791 | 31395.6481 | 25589.8026 | 19878.0235 | 19995.5834 | 28867.3723 | 47341.4342 | 43918.0902 | 31786.9975 | 24506.7724 | 28284.1137 | 45645.0916 | 37727.3941 | 34570.0519 | 26908.3574 | 20754.9346 | 19777.1094 | 30890.0782 | 49961.4029 | 44753.2903 | 36466.8478 | 25455.7058 | 29750.9686 | 49089.3303 | [119 empty] | 5174.9064 | 5742.3787 | 4950.964 | 1790.957 | 10940.9224 | 5000.6113 | 19121.3901 | 15079.05 | 7811.5169 | 2837.3816 | 7656.2975 | 20310.9979 | 4900.6456 | 5652.8295 | 4912.3515 | 1554.8829 | 10991.4685 | 9001.1104 | 18182.6079 | 16363.7528 | 8221.0167 | 10776.5922 | 8458.5391 | 17744.8289 | 5420.4158 | 6586.1516 | 4805.314 | 1644.2992 | 8759.4357 | 4708.3791 | 17101.6007 | 16670.6976 | 5916.8477 | 3672.5804 | 8351.7038 | 16044.3481 | 6449.6557 | 5882.0508 | 5190.6923 | 1848.5676 | 14806.8948 | 4856.5217 | 20197.0132 | 17482.8212 | 6613.1765 | 4035.7668 | 8757.1691 | 16564.6448 | 6719.7501 | 6455.7532 | 5343.3909 | 2161.2781 | 18457.2942 | 13088.1873 | 23562.6794 | 17264.2185 | 7859.7237 | 9171.6971 | 9761.809 | 19266.3391 | 6576.5815 | 7036.193 | 5751.603 | 2316.2379 | 9412.3305 | 5923.6675 | 24547.5535 | 18462.702 | 11484.5609 | 14749.6475 | 11831.4301 | 22244.9179 | 7955.694 | 8464.1154 | 7210.9316 | 2404.2695 | 10306.4231 | 7444.3068 | 23084.9076 | 20622.336 | 9143.557 | 4911.2487 | 10974.9196 | 22187.9552 | 9572.7844 | 9593.9773 | 8131.0833 | 6305.5815 | 16364.6723 | 12933.9205 | 24765.1645 | 23427.9175 | 9327.5871 | 5543.4562 | 12752.5293 | 21988.274 | 8957.8436 | 8224.5772 | 8326.49 | 3149.1263 | 13761.8989 | 8223.33 | 24664.4132 | 24875.8697 | 9995.7864 | 11722.0012 | 13707.7351 | 24792.2102 | 11389.7088 | 10323.4967 | 8896.0224 | 3843.9664 | 18804.3179 | 12646.5359 | 28667.8543 | 26660.0054 | 11347.04 | 8760.5043 | 14909.083 | 26666.9278 | 11749.286 | 12002.8575 | 10455.1831 | 5412.877 | 19774.3819 | 15308.2898 | 34343.7259 | 27074.0986 | 16011.1706 | 21469.0802 | 19582.9973 | 33218.5168 | 11775.0342 | 12535.8868 | 12586.1192 | 5580.1515 | 22128.2475 | 12387.1689 | 35042.6189 | 28862.5684 | 15675.802 | 9636.851 | 18744.6004 | 35613.2639 | 13834.1914 | 14728.2194 | 14561.4471 | 6052.7939 | 15940.8859 | 15184.3599 | 35750.7763 | 32979.9397 | 15685.1749 | 10775.0231 | 21690.2306 | 36822.7762 | 15145.4733 | 15329.0773 | 15976.5149 | 12200.1659 | 18050.8809 | 15479.4605 | 36014.6944 | 36371.1768 | 15674.37 | 11995.5359 | 24961.945 | 37136.5238 | 16226.087 | 17203.4764 | 14788.8403 | 7265.5458 | 20664.0876 | 15212.1339 | 37814.8494 | 35497.5171 | 19013.2922 | 28702.3726 | 25607.7688 | 36109.8242 | 18731.9599 | 17445.7883 | 16486.8388 | 8455.6852 | 21575.1715 | 15700.4749 | 44787.627 | 35459.3806 | 17707.5533 | 15424.5108 | 24637.2236 | 40259.2285 | 18678.0202 | 18755.9218 | 17481.1214 | 16430.7513 | 21476.8744 | 16858.048 | 47008.1269 | 37541.3851 | 20805.3593 | 15654.5644 | 25882.1205 | 46295.6059 | 20463.7277 | 19395.7836 | 19944.4769 | 9683.9961 | 15459.8462 | 19881.3861 | 46223.4001 | 39456.9812 | 20673.6531 | 15570.2694 | 26658.1069 | 45936.7974 | 23068.5645 | 20136.1423 | 22556.2599 | 10519.0397 | 17748.4415 | 21891.0128 | 45711.7552 | 46314.2712 | 19355.5951 | 17439.0385 | 32249.3821 | 44696.8111 | 25874.6256 | 22459.1946 | 21995.8256 | 10469.7234 | 19184.759 | 20765.0612 | 45067.2309 | 47391.1469 | 19744.3278 | 19284.7861 | 31540.0047 | 45950.0489 | 34241.533 | 31110.5732 | 28768.2794 | 18346.7071 | 29226.6666 | 27862.0027 | 53398.0409 | 50529.4291 | 26815.6239 | 28458.7742 | 38361.8507 | 54366.7917 | 34029.1945 | 32687.7413 | 30436.7325 | 20054.6583 | 29632.3802 | 28597.0565 | 62427.1038 | 49642.3882 | 28096.2541 | 29586.5726 | 39971.9024 | 58912.8977 | 34930.0704 | 31382.5041 | 33657.9619 | 21715.4807 | 28877.2836 | 32049.3162 | 60919.7146 | 51261.4594 | 32104.2922 | 28051.2807 | 41855.5426 | 67446.5121
MARKETSALESMWH - Spot Sales MWh
Total
MEAN | [13 empty] | 16924.8236 | 13996.5186 | 16120.4357 | 19501.5379 | 10562.6003 | 11924.2557 | 8184.9107 | 9049.7445 | 9697.8825 | 16657.5909 | 11336.7051 | 5427.9806 | 13823.782 | 12252.6397 | 15268.0055 | 21772.6643 | 12568.5917 | 8883.8158 | 8385.2078 | 9050.8135 | 9101.9263 | 2512.0422 | 11324.9218 | 5811.8029 | 14869.149 | 11673.364 | 16859.2621 | 21325.6984 | 14951.3264 | 13138.0651 | 8398.8139 | 8153.4265 | 10575.9718 | 17122.0418 | 10956.1207 | 5548.3853 | 12818.8671 | 11831.7341 | 16005.9802 | 20903.7322 | 8433.5807 | 12689.8468 | 7246.134 | 7831.5855 | 11356.986 | 16489.2741 | 11541.4467 | 5601.3 | 11190.6242 | 10746.4905 | 15354.0225 | 19163.5416 | 7828.2949 | 6633.7508 | 5413.0157 | 7646.4212 | 10514.5438 | 8372.8955 | 10883.4819 | 4952.3963 | 11881.4606 | 9991.4376 | 15320.526 | 17962.578 | 12052.2141 | 10560.3621 | 4951.6984 | 7061.681 | 5615.889 | 1942.1784 | 7616.585 | 3437.7229 | 11226.7858 | 9372.6621 | 11835.5843 | 19549.7447 | 14560.0726 | 9113.3372 | 5045.2567 | 5551.8765 | 8958.847 | 15504.2005 | 8819.4184 | 3475.1761 | 10546.8855 | 8470.8615 | 11698.3871 | 10200.0349 | 8774.644 | 6397.9494 | 4240.51 | 5077.0171 | 7441.5244 | 13752.6538 | 7077.5192 | 3026.2637 | 9241.7009 | 8354.7314 | 12119.7351 | 16481.3887 | 12025.0249 | 9468.2441 | 4297.7276 | 4644.0395 | 6850.8323 | 6559.3367 | 7056.2359 | 2604.8483 | 8030.7513 | 7004.2561 | 10960.2169 | 14889.4679 | 6744.5754 | 5387.8217 | 3419.9874 | 4927.75 | 6194.8024 | 9374.9897 | 5713.7029 | 2464.9317 | 7650.7269 | 7155.9296 | 10635.361 | 13498.1166 | 7525.0055 | 5710.5222 | 3069.7756 | 4668.1504 | 5481.8537 | 1168.4724 | 4831.9515 | 1978.8625 | 7661.3944 | 6421.432 | 8816.6231 | 12981.3779 | 5487.188 | 6682.6994 | 2602.1381 | 3467.4606 | 5932.3794 | 9653.2858 | 4997.4177 | 1203.5897 | 6154.6692 | 5129.8572 | 7350.402 | 11369.823 | 9120.4377 | 6095.2952 | 2174.755 | 3134.4165 | 5303.5705 | 8413.7734 | 4179.0268 | 1433.6001 | 6230.2883 | 5234.0027 | 7140.9837 | 6324.174 | 9247.0581 | 6222.4968 | 1877.4101 | 2663.7697 | 6570.5616 | 8320.3744 | 3700.6567 | 1534.9027 | 4632.1505 | 4285.7782 | 7739.4227 | 11737.7737 | 8240.8347 | 5436.2411 | 1681.7838 | 2552.1563 | 3095.8759 | 877.9141 | 2640.0796 | 1470.4939 | 5007.6316 | 4563.9207 | 6753.9718 | 9706.0728 | 8889.7587 | 5746.7815 | 1597.5314 | 2766.3966 | 4868.2592 | 7317.5615 | 3391.0076 | 1101.6165 | 4711.4265 | 4618.3475 | 7293.2743 | 5212.4509 | 7301.4734 | 4574.8147 | 1356.6011 | 2446.823 | 4604.9008 | 6854.0446 | 3315.6834 | 881.5414 | 4279.5599 | 3534.9192 | 6322.2116 | 9374.4066 | 9601.5994 | 4762.7505 | 1151.0531 | 2003.8385 | 4139.6138 | 7349.7724 | 3005.7194 | 1050.3852 | 4260.2013 | 3989.7369 | 6002.5162 | 9388.1121 | 9451.9223 | 4249.0767 | 1073.1106 | 1391.1884 | 5083.7227 | 6691.8998 | 2573.9632 | 1037.1336 | 3712.1864 | 3087.2425 | 5761.2461 | 7951.3718 | 10225.2027 | 4932.6998 | 1329.5467 | 1674.385 | 3602.0377 | 6303.8676 | 2534.3893 | 1062.1638 | [119 empty] | 14485.0304 | 10621.6459 | 10618.6438 | 17501.3787 | 4436.6716 | 9067.2218 | 1649.028 | 2165.2957 | 9225.5496 | 11239.0229 | 5837.1212 | 1456.5138 | 15639.8423 | 13176.3282 | 12411.8733 | 18610.9709 | 4378.7328 | 6187.7539 | 1765.9771 | 2210.973 | 9841.222 | 2590.6267 | 6517.7627 | 2407.5261 | 16757.0823 | 14916.3317 | 13232.8839 | 19626.6951 | 10354.0765 | 10004.087 | 2108.7976 | 2550.2288 | 11722.9109 | 11953.0231 | 6906.1891 | 2984.0755 | 16673.9522 | 13920.696 | 12303.0099 | 18351.0064 | 4309.7791 | 9520.8706 | 1783.0766 | 2098.567 | 10722.8255 | 11934.5038 | 5997.8817 | 2518.064 | 14735.0245 | 12727.5158 | 10999.5337 | 18296.0609 | 1433.4652 | 4404.219 | 1341.0763 | 1794.6706 | 9766.0448 | 5741.7905 | 5551.6594 | 2101.383 | 13498.6303 | 12579.1451 | 11009.8384 | 19163.148 | 8500.9807 | 8387.5675 | 1331.5999 | 1775.3925 | 7334.484 | 1941.8622 | 4609.2455 | 1874.1201 | 12693.4946 | 11260.9379 | 11306.7893 | 17633.1204 | 7854.6012 | 8862.7303 | 1236.8273 | 1374.4591 | 9131.5071 | 9503.9873 | 5289.9874 | 2130.4787 | 11009.4185 | 9751.4553 | 11294.3621 | 9838.3533 | 3374.6688 | 4161.7521 | 1083.4964 | 1379.5497 | 8808.9978 | 9174.7844 | 5017.2975 | 1878.501 | 11227.6207 | 9803.0451 | 9107.1587 | 14931.6499 | 6970.0372 | 6570.7407 | 1134.0957 | 1191.3136 | 7882.9614 | 4914.0574 | 4290.966 | 1590.4146 | 9515.7388 | 8491.9984 | 7883.2473 | 13094.4253 | 2460.8786 | 3462.7445 | 777.881 | 803.3521 | 7043.1514 | 6764.6475 | 3048.9611 | 1065.0644 | 8571.9591 | 7682.099 | 6499.4635 | 12653.0238 | 1703.5316 | 2863.7456 | 554.6586 | 719.7561 | 5055.4546 | 814.2078 | 1935.0628 | 656.6162 | 7521.0855 | 6394.6325 | 5577.6753 | 10786.3635 | 1496.6128 | 4424.1589 | 435.337 | 549.3443 | 5642.8274 | 5097.1665 | 1936.9421 | 424.5278 | 6224.1104 | 5665.9286 | 4671.9721 | 9540.4493 | 2956.2799 | 3536.7917 | 367.2041 | 387.9002 | 4865.994 | 4426.838 | 1750.0578 | 408.9225 | 5409.4298 | 5015.4042 | 4379.3351 | 4688.0478 | 2768.9449 | 3235.8107 | 339.3904 | 341.9311 | 4402.443 | 3945.1712 | 1393.1944 | 366.2985 | 4968.5087 | 4814.086 | 4105.9914 | 8052.1767 | 2284.703 | 2771.7933 | 295.2516 | 353.009 | 3057.0413 | 381.347 | 927.1002 | 410.029 | 4438.9795 | 4049.424 | 3384.3885 | 8098.4686 | 1718.8153 | 2772.6971 | 323.3008 | 408.2728 | 3693.6039 | 3826.2938 | 1146.1667 | 307.0483 | 3663.4577 | 3530.5328 | 3181.6193 | 3833.3396 | 1696.0934 | 2595.9808 | 282.6604 | 350.6363 | 3515.4594 | 3193.4654 | 1039.7326 | 231.33 | 3053.5353 | 3136.672 | 3046.2657 | 7354.601 | 2970.1285 | 2338.8531 | 231.9321 | 249.282 | 3605.6381 | 3048.1248 | 1041.9296 | 308.2308 | 2446.6134 | 4076.9262 | 3431.1737 | 6418.145 | 2810.0315 | 1799.7317 | 238.1466 | 219.876 | 3230.378 | 2509.7563 | 759.0701 | 205.6757 | 2393.8038 | 2887.7628 | 3063.7346 | 6478.902 | 3248.514 | 2035.5649 | 305.9862 | 266.1891 | 3040.1926 | 2773.73 | 776.7495 | 201.0094 | 2029.1304 | 1682.2029 | 1475.3338 | 3316.6976 | 1551.2585 | 1199.5323 | 110.4527 | 110.7962 | 2127.9954 | 1848.0508 | 433.4954 | 103.6501 | 1823.7589 | 1452.2219 | 1433.2335 | 2958.6007 | 1617.023 | 1106.6814 | 80.2715 | 114.8046 | 2035.4244 | 1688.0477 | 405.529 | 77.107 | 1335.0198 | 2100.0741 | 1223.6915 | 2825.8164 | 1446.7836 | 895.4911 | 73.0036 | 109.0425 | 2010.4632 | 1549.9225 | 396.3826 | 78.6177
2016-10-19 Juhl base - SD_IRP_MainPortfolio_BaseCase
MARKETPURCHASESMWH - Spot Purchases MWh
Total
MEAN | [13 empty] | 12280.0196 | 11255.0826 | 7907.9647 | 4600.1547 | 20958.0264 | 13244.321 | 15528.5117 | 18373.9776 | 16989.1165 | 8711.5231 | 10144.805 | 17712.9218 | 16851.7953 | 14007.4147 | 9104.71 | 5446.7114 | 18759.2944 | 17594.746 | 18413.9225 | 18617.596 | 20779.8737 | 24762.898 | 10671.4898 | 19353.7144 | 16379.6463 | 14945.8396 | 10746.3773 | 6933.8477 | 14483.6447 | 14909.0759 | 20941.4925 | 19637.3901 | 20782.1634 | 9079.2385 | 11143.2729 | 21932.1028 | 17133.5071 | 15980.2084 | 13262.7638 | 7116.6377 | 21793.4444 | 14518.8867 | 21030.4149 | 21314.9588 | 20724.8243 | 8049.7979 | 11555.0093 | 23153.7314 | 18342.5366 | 16127.3122 | 12541.3409 | 7116.8406 | 24276.0284 | 25439.1508 | 18622.3066 | 22208.7396 | 21218.3431 | 16965.9059 | 12354.499 | 23650.7781 | 19245.6369 | 17108.549 | 11582.4103 | 6780.2649 | 21202.8493 | 18870.9846 | 22572.5154 | 25506.287 | 28258.1798 | 29661.5015 | 18138.3701 | 23828.2676 | 22405.5071 | 20748.0711 | 13298.4693 | 8777.4485 | 19395.1312 | 18059.0604 | 25313.2731 | 25566.9231 | 22147.8059 | 11757.4513 | 14122.3646 | 28336.7545 | 25857.6298 | 21936.5012 | 15216.8902 | 18068.1736 | 24224.3976 | 24255.5115 | 27951.8321 | 26470.318 | 27590.3646 | 14097.7171 | 15917.9057 | 31527.8663 | 22191.0584 | 19661.1163 | 15951.2646 | 10209.6487 | 19838.3237 | 20843.8276 | 29307.2142 | 27152.1976 | 30161.5377 | 24218.0595 | 17188.604 | 34544.8333 | 23172.9211 | 23498.5876 | 18312.5592 | 12335.874 | 26314.0944 | 28791.1636 | 31560.2883 | 31680.5343 | 31045.3924 | 18148.3945 | 21915.8787 | 37603.0417 | 27187.7789 | 24946.67 | 21359.5689 | 12169.073 | 28577.5577 | 31402.5803 | 30339.3061 | 34580.0403 | 31798.5201 | 37612.6336 | 26018.8262 | 35060.1655 | 29859.0107 | 26766.4892 | 22042.6213 | 15037.0216 | 34619.7392 | 25529.2732 | 33772.3516 | 36067.7546 | 28466.1493 | 21703.218 | 25280.6408 | 38765.9344 | 33307.5833 | 29470.2573 | 23971.0397 | 18240.2085 | 27725.2559 | 27263.1463 | 39064.321 | 37320.6897 | 31222.7863 | 24542.8878 | 27046.7285 | 44385.3946 | 34934.1006 | 31773.745 | 24709.6723 | 27468.6883 | 27167.5267 | 30126.0771 | 39043.0834 | 38342.5372 | 34530.8322 | 25906.5415 | 27146.1206 | 50024.2388 | 37649.9941 | 32945.1061 | 27046.1849 | 19533.2502 | 26402.7953 | 32014.5575 | 41694.3333 | 41608.1536 | 41947.1775 | 42263.3774 | 35252.6375 | 52301.056 | 38140.1129 | 34036.1936 | 29203.7067 | 21586.487 | 27246.2341 | 32937.0645 | 41840.7949 | 47031.575 | 36691.8391 | 26092.6041 | 33187.3281 | 52430.8895 | 42918.8127 | 34523.0459 | 33146.2152 | 29760.5944 | 33291.3757 | 37362.4709 | 45184.7856 | 49068.2419 | 38271.9211 | 28948.5094 | 35365.6434 | 48140.0868 | 42566.8825 | 36215.6114 | 31452.4026 | 23477.654 | 27885.4448 | 37467.5537 | 50470.4358 | 52506.5484 | 36124.9367 | 35432.195 | 39176.3819 | 51247.5254 | 46845.2232 | 40593.0733 | 33936.9504 | 28541.7716 | 28106.6191 | 37309.6723 | 54208.8726 | 50991.3519 | 39936.949 | 35230.7664 | 37657.5479 | 57266.1291 | 48563.9933 | 44101.5581 | 35850.5629 | 29766.5085 | 27063.9301 | 39446.4346 | 57069.3265 | 51682.7222 | 45264.4918 | 35698.3019 | 39583.4922 | 60488.0795 | [119 empty] | 10672.2036 | 11369.7839 | 10124.7921 | 4512.5653 | 20403.8159 | 9842.1492 | 27074.7018 | 22711.8991 | 14121.3817 | 7622.266 | 15767.6264 | 32825.7574 | 10197.0118 | 10682.9627 | 10035.5653 | 3934.4101 | 20531.436 | 16293.5309 | 25842.3011 | 24292.8837 | 14086.7551 | 21392.94 | 16730.4276 | 28910.6551 | 10433.3939 | 11504.2765 | 9346.004 | 4056.102 | 16287.4012 | 9180.0026 | 24324.5944 | 24917.4239 | 10583.5266 | 8920.7065 | 16614.4841 | 26404.1901 | 12232.3962 | 10373.9166 | 9945.3291 | 4438.3547 | 25547.4878 | 9550.051 | 27940.4907 | 25624.2187 | 11822.6559 | 9754.4723 | 16955.59 | 26620.2684 | 12649.4907 | 11385.7932 | 10333.1032 | 5141.2883 | 30679.3593 | 20866.8095 | 32293.5769 | 25192.9005 | 13501.6762 | 18990.7474 | 18260.4054 | 30250.5119 | 12365.0999 | 11915.7698 | 10741.5427 | 5522.2662 | 16897.2489 | 11184.1043 | 33331.1755 | 26444.892 | 18515.8775 | 26708.9547 | 21296.9182 | 34473.5096 | 14157.473 | 13826.2104 | 13044.0578 | 5558.6187 | 17980.2134 | 13538.2261 | 31192.9437 | 29123.9672 | 15494.7 | 11254.0716 | 20403.5274 | 33669.6543 | 16378.0227 | 15580.5768 | 14141.6917 | 12459.6653 | 27334.1741 | 21121.7855 | 33008.8785 | 32524.6424 | 15230.3813 | 12251.7244 | 23028.7438 | 33200.6699 | 16193.025 | 14005.1878 | 14746.3274 | 6993.5084 | 23099.4538 | 14515.7184 | 32530.733 | 34079.4285 | 16549.8316 | 21784.9045 | 23741.6616 | 36232.4392 | 20124.9065 | 16897.9144 | 15511.5261 | 8260.7155 | 30729.1379 | 20722.831 | 37189.9607 | 35812.8845 | 18305.0283 | 17911.1486 | 25301.4936 | 38011.2865 | 20319.9701 | 18744.1112 | 17727.0292 | 11002.8995 | 31407.3646 | 24052.6737 | 43446.134 | 35809.1794 | 24503.5969 | 34306.9679 | 30797.2878 | 46455.3627 | 20322.6136 | 19953.0962 | 20823.5391 | 11503.9551 | 33963.6321 | 20527.6573 | 44048.4753 | 37888.2696 | 24203.8292 | 18746.6111 | 30063.1954 | 49226.6465 | 23401.7587 | 22572.8905 | 23832.1628 | 12252.9353 | 26649.4329 | 24309.6247 | 44505.5708 | 42349.702 | 24283.1164 | 20416.9849 | 33734.2561 | 49801.2574 | 25178.0919 | 23588.0685 | 25426.86 | 21267.9465 | 29508.9573 | 24425.667 | 44850.5554 | 46112.3561 | 24123.6019 | 22247.0156 | 37850.3803 | 49595.9249 | 27080.149 | 25964.7713 | 23331.4828 | 14132.1468 | 33013.8529 | 23858.6091 | 46499.9425 | 44939.337 | 27972.7712 | 42793.1365 | 37722.7332 | 48068.4299 | 29871.006 | 26210.057 | 25569.2776 | 16015.9712 | 33683.7672 | 24529.4341 | 54292.2685 | 44588.1207 | 26559.76 | 26996.0301 | 36602.7228 | 52914.503 | 29748.3667 | 27895.0365 | 26620.9181 | 27063.9587 | 33211.9084 | 25846.7859 | 56560.4494 | 46452.1695 | 30333.449 | 27037.4421 | 38086.9461 | 60033.5639 | 32021.4808 | 28847.179 | 29814.3534 | 17669.3085 | 26146.3457 | 29702.7245 | 55374.6399 | 48566.9985 | 30629.798 | 26542.8446 | 38753.06 | 59479.436 | 35312.2113 | 28930.7047 | 32751.3711 | 18616.8543 | 29111.4171 | 32039.9327 | 54613.5149 | 56197.1899 | 28472.0014 | 28792.2837 | 45652.3557 | 57157.4014 | 38763.5866 | 31962.443 | 31826.9166 | 18358.4128 | 30855.3607 | 30183.0006 | 53552.9216 | 57221.4019 | 28912.3516 | 31211.4266 | 44379.6964 | 58571.0704
MARKETSALESMWH - Spot Sales MWh
Total
MEAN | [13 empty] | 8838.3951 | 7662.318 | 8543.5362 | 10640.333 | 6753.8147 | 6904.0458 | 5280.7411 | 5979.4512 | 6609.8843 | 7904.8494 | 4878.576 | 1540.3959 | 7474.0285 | 6707.5418 | 8638.9209 | 12677.3372 | 8159.1677 | 5094.6582 | 5495.2548 | 5914.4311 | 6200.3155 | 377.2912 | 5272.0066 | 1618.9951 | 7940.8344 | 6326.5858 | 10025.19 | 12963.4776 | 10207.9387 | 7953.7019 | 5552.9824 | 5458.9496 | 7103.2078 | 8849.6491 | 5069.2309 | 1622.3523 | 7177.1917 | 6482.4928 | 9467.2662 | 12439.1129 | 5374.8501 | 7430.9818 | 4731.369 | 5154.2647 | 7901.6255 | 8327.2758 | 5108.7056 | 1364.0678 | 5341.6876 | 5518.3117 | 8624.055 | 11249.4936 | 4764.7844 | 3551.0692 | 3317.4373 | 4865.7001 | 7088.781 | 3882.4753 | 4565.467 | 1197.6469 | 5800.7444 | 4891.7135 | 8064.5735 | 10403.1594 | 8201.7571 | 6303.6461 | 3182.9391 | 4509.4003 | 3785.8074 | 552.3901 | 3228.1213 | 796.2271 | 5761.4625 | 4890.2771 | 6252.9298 | 11780.2233 | 9904.9201 | 5431.9403 | 3092.379 | 3416.2163 | 5845.2548 | 7658.3257 | 3646.1018 | 966.8992 | 5554.0699 | 4425.364 | 6437.1623 | 5647.2975 | 5542.5306 | 3439.4519 | 2691.6905 | 3285.8431 | 4985.421 | 6810.0427 | 2940.3462 | 822.6157 | 4439.7889 | 3986.8712 | 6596.642 | 9306.7699 | 8089.7463 | 5437.5022 | 2461.9649 | 2827.8938 | 4603.0661 | 2929.9123 | 2645.3598 | 684.1938 | 3874.6906 | 3394.1407 | 5742.1161 | 8457.6056 | 4193.216 | 2931.4638 | 2038.7101 | 3108.376 | 4167.389 | 4756.4924 | 2202.9952 | 710.539 | 3698.4061 | 3436.1048 | 6008.0927 | 7702.1426 | 4397.6595 | 3206.7981 | 1774.2925 | 2825.4273 | 3564.1634 | 362.6108 | 1785.5918 | 626.4631 | 3583.2401 | 3214.7792 | 4616.7667 | 7631.0958 | 3293.7508 | 3744.417 | 1505.2041 | 2108.5107 | 3936.9362 | 4796.0506 | 1848.2324 | 396.6974 | 2769.9137 | 2339.7221 | 3974.5886 | 6795.3642 | 5982.6144 | 3630.9445 | 1158.7144 | 1786.5989 | 3371.1161 | 4257.1059 | 1724.7021 | 588.7749 | 2936.1943 | 2602.9138 | 3794.845 | 3438.4473 | 6079.5349 | 3663.1467 | 957.5862 | 1515.467 | 4561.3592 | 4358.3509 | 1546.3765 | 640.166 | 2279.4795 | 2065.9537 | 3915.4297 | 7106.8121 | 5265.2149 | 3107.6479 | 835.1541 | 1471.3378 | 1910.8333 | 222.6587 | 1041.154 | 543.582 | 2183.7056 | 1977.6813 | 3247.3983 | 5733.0038 | 5495.369 | 3159.0297 | 814.3272 | 1536.0724 | 3112.6267 | 3764.5084 | 1381.7334 | 396.2381 | 2081.3646 | 2099.0199 | 4069.3814 | 2927.1602 | 4818.454 | 2574.4117 | 676.8589 | 1349.8741 | 3119.9956 | 3513.8423 | 1528.3576 | 339.9353 | 1816.7337 | 1598.0403 | 3354.0606 | 5664.9017 | 6366.5991 | 2800.0492 | 543.437 | 1128.8703 | 2650.6412 | 4187.093 | 1434.2405 | 400.9284 | 1801.8846 | 1956.5868 | 3384.991 | 6051.4805 | 6352.8567 | 2419.1606 | 467.5933 | 699.2735 | 3214.9326 | 3550.0419 | 1350.6604 | 452.8675 | 1647.819 | 1450.3778 | 3074.3841 | 4750.5576 | 6852.8379 | 2684.8987 | 602.7274 | 798.5621 | 2409.116 | 3403.0555 | 1215.1737 | 402.2081 | [119 empty] | 5539.216 | 4180.584 | 3596.0867 | 7398.8668 | 1089.1135 | 2709.4413 | 395.8763 | 544.3856 | 3340.6689 | 2818.0608 | 909.4695 | 173.1003 | 6315.1064 | 6196.824 | 4802.0979 | 8745.7343 | 1191.0322 | 1596.0802 | 486.4929 | 508.2547 | 3951.1465 | 124.8056 | 1351.4924 | 338.4553 | 7164.0437 | 7437.0087 | 5683.6758 | 9824.8575 | 4068.6535 | 3654.368 | 804.7531 | 734.3129 | 5075.41 | 3530.8269 | 1753.3421 | 619.7471 | 6674.156 | 6524.3756 | 5390.4044 | 8878.8756 | 1213.4806 | 3409.4726 | 691.8649 | 659.5738 | 4545.9468 | 3452.359 | 1374.1387 | 420.9076 | 5587.0715 | 5780.8464 | 4457.1899 | 8515.8504 | 279.7025 | 1240.8261 | 373.0352 | 510.951 | 3956.1471 | 1168.6095 | 1238.6269 | 304.6954 | 4855.2077 | 5428.8552 | 4431.6843 | 9016.2938 | 3161.0942 | 2828.8929 | 417.6701 | 522.9349 | 2572.2597 | 108.0764 | 1066.7506 | 267.8198 | 4455.9664 | 4806.2144 | 4487.1751 | 8504.3942 | 2815.3596 | 3000.0553 | 388.4081 | 357.2715 | 3600.1128 | 2801.8251 | 1251.1041 | 391.3361 | 3569.5814 | 3828.8866 | 4656.9012 | 3722.9915 | 1018.3117 | 1104.3033 | 374.45 | 430.8912 | 3354.4766 | 2698.5224 | 1121.0527 | 313.9084 | 3219.1581 | 3531.7465 | 3386.1187 | 6585.9538 | 2411.8073 | 2009.5274 | 391.432 | 343.2977 | 2985.6516 | 1270.2699 | 963.8997 | 262.0446 | 2457.8503 | 2865.078 | 2719.0191 | 5269.9344 | 543.6841 | 754.1892 | 303.9391 | 231.3938 | 2531.2626 | 1685.7323 | 626.5794 | 193.597 | 2025.6927 | 2589.3708 | 2156.0083 | 4949.3412 | 496.1639 | 829.4993 | 188.8098 | 245.9197 | 1689.2645 | 60.7912 | 393.2543 | 120.4185 | 1533.0392 | 1796.7552 | 1719.9235 | 3963.0262 | 443.2675 | 1214.776 | 160.1499 | 194.2024 | 1841.0096 | 1253.9594 | 434.6927 | 100.8908 | 1144.0738 | 1530.1032 | 1238.1402 | 3355.8683 | 894.4084 | 898.1517 | 124.4175 | 150.8687 | 1661.7975 | 1075.4347 | 428.4071 | 104.9598 | 803.481 | 1323.6291 | 1175.9481 | 1395.196 | 900.3025 | 901.5182 | 123.4492 | 110.0434 | 1450.7564 | 1016.1218 | 349.3856 | 107.7815 | 623.3588 | 1152.0823 | 1127.4791 | 2665.8946 | 689.4905 | 678.5767 | 101.646 | 129.7942 | 804.0828 | 53.667 | 234.9971 | 104.6641 | 510.6032 | 813.9471 | 862.9297 | 2875.8539 | 514.588 | 766.5128 | 122.8427 | 176.0302 | 1230.0207 | 1100.3767 | 304.0602 | 82.9411 | 302.522 | 680.7813 | 807.8902 | 1108.3651 | 544.2956 | 761.6167 | 129.2358 | 162.1993 | 1102.6906 | 846.0215 | 284.4608 | 65.4569 | 222.6557 | 546.8797 | 767.1811 | 2526.9578 | 904.3442 | 738.7086 | 83.9554 | 101.5994 | 1210.141 | 918.7029 | 254.112 | 95.2492 | 138.8212 | 1044.0385 | 976.9325 | 2187.3123 | 836.084 | 560.8406 | 116.8387 | 91.9431 | 1044.5256 | 790.853 | 213.7807 | 65.1257 | 110.6737 | 506.754 | 911.7777 | 2251.2552 | 1030.9756 | 600.5894 | 134.7529 | 123.1886 | 875.0266 | 896.969 | 224.8564 | 74.4059
Offsetting Generation MWh
MEAN | [13 empty] | 8086.4285 | 6334.2006 | 7576.8995 | 8861.2048 | 3808.7856 | 5020.2099 | 2904.1695 | 3070.2933 | 3087.9982 | 8752.7415 | 6458.1292 | 3887.5847 | 6349.7535 | 5545.0978 | 6629.0846 | 9095.327 | 4409.4239 | 3789.1577 | 2889.9529 | 3136.3824 | 2901.6108 | 2134.751 | 6052.9152 | 4192.8078 | 6928.3146 | 5346.7783 | 6834.0721 | 8362.2207 | 4743.3877 | 5184.3631 | 2845.8316 | 2694.477 | 3472.764 | 8272.3927 | 5886.8898 | 3926.0331 | 5641.6755 | 5349.2413 | 6538.7139 | 8464.6193 | 3058.7306 | 5258.8651 | 2514.7651 | 2677.3208 | 3455.3605 | 8161.9983 | 6432.7411 | 4237.2322 | 5848.9366 | 5228.1788 | 6729.9675 | 7914.048 | 3063.5105 | 3082.6816 | 2095.5784 | 2780.7211 | 3425.7628 | 4490.4202 | 6318.0149 | 3754.7494 | 6080.7162 | 5099.7241 | 7255.9525 | 7559.4186 | 3850.457 | 4256.716 | 1768.7593 | 2552.2807 | 1830.0817 | 1389.7883 | 4388.4637 | 2641.4958 | 5465.3233 | 4482.385 | 5582.6545 | 7769.5214 | 4655.1524 | 3681.3969 | 1952.8777 | 2135.6603 | 3113.5921 | 7845.8747 | 5173.3166 | 2508.2769 | 4992.8156 | 4045.4975 | 5261.2247 | 4552.7374 | 3232.1134 | 2958.4975 | 1548.8195 | 1791.1739 | 2456.1034 | 6942.6111 | 4137.173 | 2203.648 | 4801.912 | 4367.8603 | 5523.0931 | 7174.6188 | 3935.2786 | 4030.7419 | 1835.7626 | 1816.1458 | 2247.7662 | 3629.4244 | 4410.8761 | 1920.6545 | 4156.0607 | 3610.1154 | 5218.1008 | 6431.8623 | 2551.3594 | 2456.3579 | 1381.2773 | 1819.374 | 2027.4134 | 4618.4973 | 3510.7077 | 1754.3927 | 3952.3209 | 3719.8248 | 4627.2683 | 5795.9739 | 3127.346 | 2503.7241 | 1295.4831 | 1842.7232 | 1917.6903 | 805.8616 | 3046.3597 | 1352.3993 | 4078.1543 | 3206.6527 | 4199.8565 | 5350.282 | 2193.4372 | 2938.2824 | 1096.934 | 1358.9498 | 1995.4432 | 4857.2353 | 3149.1853 | 806.8923 | 3384.7555 | 2790.1351 | 3375.8135 | 4574.4588 | 3137.8234 | 2464.3507 | 1016.0406 | 1347.8177 | 1932.4544 | 4156.6675 | 2454.3247 | 844.8252 | 3294.094 | 2631.0889 | 3346.1387 | 2885.7266 | 3167.5231 | 2559.35 | 919.8239 | 1148.3027 | 2009.2023 | 3962.0235 | 2154.2802 | 894.7367 | 2352.671 | 2219.8244 | 3823.993 | 4630.9616 | 2975.6198 | 2328.5932 | 846.6297 | 1080.8185 | 1185.0426 | 655.2554 | 1598.9256 | 926.9119 | 2823.926 | 2586.2394 | 3506.5736 | 3973.069 | 3394.3897 | 2587.7519 | 783.2042 | 1230.3242 | 1755.6325 | 3553.0532 | 2009.2741 | 705.3785 | 2630.0619 | 2519.3276 | 3223.8929 | 2285.2907 | 2483.0194 | 2000.403 | 679.7422 | 1096.9489 | 1484.9052 | 3340.2024 | 1787.3258 | 541.6061 | 2462.8262 | 1936.8789 | 2968.151 | 3709.5049 | 3235.0002 | 1962.7013 | 607.616 | 874.9682 | 1488.9726 | 3162.6794 | 1571.4789 | 649.4568 | 2458.3167 | 2033.1502 | 2617.5253 | 3336.6316 | 3099.0656 | 1829.9161 | 605.5173 | 691.9148 | 1868.7901 | 3141.8578 | 1223.3028 | 584.2662 | 2064.3674 | 1636.8647 | 2686.862 | 3200.8143 | 3372.3648 | 2247.8012 | 726.8193 | 875.823 | 1192.9218 | 2900.8121 | 1319.2156 | 659.9557 | [119 empty] | 8945.8144 | 6441.062 | 7022.5571 | 10102.5119 | 3347.5581 | 6357.7805 | 1253.1517 | 1620.9101 | 5884.8806 | 8420.9621 | 4927.6516 | 1283.4135 | 9324.7359 | 6979.5042 | 7609.7753 | 9865.2367 | 3187.7006 | 4591.6738 | 1279.4842 | 1702.7184 | 5890.0754 | 2465.8211 | 5166.2703 | 2069.0708 | 9593.0386 | 7479.3231 | 7549.2081 | 9801.8376 | 6285.423 | 6349.719 | 1304.0444 | 1815.9159 | 6647.5009 | 8422.1963 | 5152.847 | 2364.3284 | 9999.7962 | 7396.3204 | 6912.6055 | 9472.1308 | 3096.2985 | 6111.398 | 1091.2117 | 1438.9932 | 6176.8787 | 8482.1448 | 4623.743 | 2097.1564 | 9147.9531 | 6946.6694 | 6542.3438 | 9780.2105 | 1153.7627 | 3163.3929 | 968.0412 | 1283.7196 | 5809.8977 | 4573.1811 | 4313.0325 | 1796.6876 | 8643.4227 | 7150.2899 | 6578.1541 | 10146.8542 | 5339.8865 | 5558.6746 | 913.9299 | 1252.4576 | 4762.2243 | 1833.7858 | 3542.4949 | 1606.3003 | 8237.5282 | 6454.7234 | 6819.6142 | 9128.7262 | 5039.2416 | 5862.6749 | 848.4192 | 1017.1876 | 5531.3943 | 6702.1621 | 4038.8832 | 1739.1426 | 7439.837 | 5922.5687 | 6637.4608 | 6115.3618 | 2356.3572 | 3057.4488 | 709.0465 | 948.6585 | 5454.5212 | 6476.262 | 3896.2447 | 1564.5926 | 8008.4626 | 6271.2986 | 5721.04 | 8345.6961 | 4558.23 | 4561.2133 | 742.6637 | 848.0159 | 4897.3097 | 3643.7875 | 3327.0664 | 1328.37 | 7057.8884 | 5626.9203 | 5164.2282 | 7824.4909 | 1917.1945 | 2708.5553 | 473.942 | 571.9583 | 4511.8887 | 5078.9152 | 2422.3817 | 871.4674 | 6546.2664 | 5092.7282 | 4343.4552 | 7703.6826 | 1207.3677 | 2034.2463 | 365.8488 | 473.8365 | 3366.1901 | 753.4166 | 1541.8085 | 536.1977 | 5988.0462 | 4597.8774 | 3857.7518 | 6823.3373 | 1053.3453 | 3209.3829 | 275.1871 | 355.142 | 3801.8178 | 3843.207 | 1502.2494 | 323.637 | 5080.0366 | 4135.8255 | 3433.8319 | 6184.581 | 2061.8715 | 2638.6399 | 242.7865 | 237.0316 | 3204.1964 | 3351.4032 | 1321.6507 | 303.9627 | 4605.9489 | 3691.7751 | 3203.3871 | 3292.8518 | 1868.6424 | 2334.2924 | 215.9412 | 231.8877 | 2951.6866 | 2929.0493 | 1043.8088 | 258.517 | 4345.15 | 3662.0036 | 2978.5123 | 5386.2821 | 1595.2125 | 2093.2166 | 193.6056 | 223.2148 | 2252.9585 | 327.68 | 692.1031 | 305.3649 | 3928.3763 | 3235.477 | 2521.4588 | 5222.6147 | 1204.2273 | 2006.1843 | 200.4581 | 232.2426 | 2463.5832 | 2725.9171 | 842.1065 | 224.1072 | 3360.9357 | 2849.7515 | 2373.7291 | 2724.9745 | 1151.7978 | 1834.3641 | 153.4246 | 188.4369 | 2412.7688 | 2347.4439 | 755.2718 | 165.8731 | 2830.8795 | 2589.7923 | 2279.0846 | 4827.6431 | 2065.7843 | 1600.1446 | 147.9767 | 147.6826 | 2395.4971 | 2129.4219 | 787.8176 | 212.9816 | 2307.7922 | 3032.8877 | 2454.2412 | 4230.8327 | 1973.9475 | 1238.8911 | 121.3079 | 127.9329 | 2185.8524 | 1718.9032 | 545.2893 | 140.55 | 2283.1301 | 2381.0087 | 2151.9569 | 4227.6468 | 2217.5384 | 1434.9755 | 171.2332 | 143.0005 | 2165.1661 | 1876.761 | 551.893 | 126.6035
Offset Purchases MWh
MEAN | [13 empty] | 5562.469 | 4655.3592 | 3840.7425 | 2643.6765 | 7927.7628 | 5440.4983 | 4385.3901 | 5451.948 | 6038.2566 | 4979.412 | 5047.918 | 7128.2693 | 7121.1442 | 5503.283 | 4251.9262 | 2988.9091 | 7409.9079 | 5986.7479 | 4666.887 | 5007.7769 | 6663.6007 | 11721.1065 | 5053.9253 | 7386.3203 | 6557.687 | 5313.8013 | 4690.0549 | 3753.1639 | 5990.2236 | 5654.2961 | 5123.1299 | 5018.8809 | 6534.0843 | 4995.2854 | 5242.4829 | 8163.8226 | 6667.7877 | 5820.59 | 5408.0715 | 3802.4887 | 7651.4049 | 5596.2245 | 5146.5483 | 5518.2963 | 6479.2816 | 4575.1513 | 5290.095 | 8424.0132 | 7165.3696 | 5953.1277 | 5352.0026 | 3654.7553 | 8107.6862 | 7635.3299 | 4701.4856 | 5782.9051 | 6443.4141 | 8055.349 | 5415.3717 | 8278.3924 | 7579.3688 | 5928.4348 | 4789.9834 | 3416.6989 | 7871.7382 | 6584.1723 | 5029.6872 | 5989.1006 | 7697.4027 | 11755.1434 | 7148.5533 | 8337.6389 | 8187.3784 | 6758.8211 | 5378.6317 | 4276.4032 | 7178.8418 | 6022.0336 | 5586.6935 | 6121.5209 | 6324.8972 | 6047.1408 | 5904.1923 | 9084.9088 | 8854.1365 | 7103.3512 | 5704.7242 | 7506.8169 | 7989.0277 | 7456.2166 | 5994.4485 | 5939.4427 | 7507.6082 | 6810.8592 | 6235.3677 | 9833.3932 | 8046.4708 | 6638.2401 | 5950.047 | 4964.3029 | 6715.9614 | 6775.6559 | 6051.2802 | 5908.3037 | 7621.9079 | 9601.9102 | 6773.1577 | 10124.7729 | 8142.8531 | 7246.5643 | 6616.192 | 5655.9242 | 8153.6494 | 8418.8202 | 6118.6997 | 6231.8138 | 7823.7374 | 8089.9698 | 8219.5 | 10843.8124 | 9022.7284 | 7504.2187 | 7371.4541 | 5239.3386 | 8579.3294 | 8377.6451 | 5732.2595 | 6724.3599 | 7544.7208 | 12540.8603 | 8742.5674 | 9688.5823 | 9478.2199 | 7836.2692 | 7318.9716 | 6231.5771 | 9464.8595 | 7371.874 | 6118.0224 | 7036.2359 | 6995.7382 | 9127.8254 | 8574.9704 | 10070.088 | 10059.6404 | 8287.3771 | 7533.6574 | 7369.8429 | 8638.7822 | 7431.769 | 6482.3783 | 6821.3885 | 7586.4353 | 9787.9675 | 8724.999 | 10686.7574 | 10159.3384 | 8476.1648 | 7614.129 | 9082.6678 | 8052.758 | 7820.1781 | 6524.4009 | 6654.6547 | 7910.8794 | 9795.4475 | 8458.4758 | 11201.3717 | 10540.1169 | 8414.9037 | 8268.8793 | 7445.1552 | 7626.4024 | 8591.7198 | 6770.6716 | 7030.1469 | 8923.546 | 11864.3001 | 10139.007 | 11623.1438 | 10200.6515 | 8472.041 | 8503.5287 | 7573.0565 | 7839.813 | 8237.1306 | 6007.7047 | 7184.7189 | 8249.5744 | 9087.5363 | 9728.1467 | 11229.2674 | 11030.6558 | 8549.8242 | 8876.6086 | 8685.5532 | 9177.1488 | 8836.4945 | 6110.515 | 7579.8297 | 7895.2646 | 9867.5006 | 9797.5758 | 10368.5894 | 11240.5686 | 9079.9596 | 8496.8879 | 7806.565 | 8559.7159 | 8275.8156 | 6589.1586 | 7643.3319 | 7480.3855 | 10673.3234 | 10090.7504 | 10408.95 | 11082.2441 | 9197.4252 | 8347.1478 | 8663.7482 | 8111.0358 | 8442.3 | 6867.4384 | 7073.2617 | 8149.9515 | 10723.994 | 9373.4342 | 11621.0375 | 10836.5993 | 9531.5062 | 8942.2055 | 9011.5739 | 7286.8207 | 8556.3565 | 7107.9236 | 6929.4319 | 8797.644 | 10242.5961 | 9832.5237 | 11398.7492 | [119 empty] | 5497.2972 | 5627.4051 | 5173.828 | 2721.6083 | 9462.8935 | 4841.538 | 7953.3116 | 7632.8491 | 6309.8648 | 4784.8844 | 8111.3289 | 12514.7594 | 5296.3662 | 5030.1332 | 5123.2138 | 2379.5272 | 9539.9675 | 7292.4206 | 7659.6932 | 7929.1309 | 5865.7384 | 10616.3478 | 8271.8885 | 11165.8262 | 5012.9781 | 4918.125 | 4540.69 | 2411.8027 | 7527.9656 | 4471.6236 | 7222.9937 | 8246.7263 | 4666.6788 | 5248.1261 | 8262.7803 | 10359.842 | 5782.7405 | 4491.8659 | 4754.6368 | 2589.787 | 10740.593 | 4693.5292 | 7743.4775 | 8141.3974 | 5209.4793 | 5718.7056 | 8198.4209 | 10055.6236 | 5929.7406 | 4930.04 | 4989.7123 | 2980.0102 | 12222.0651 | 7778.6222 | 8730.8975 | 7928.682 | 5641.9525 | 9819.0502 | 8498.5963 | 10984.1728 | 5788.5184 | 4879.5767 | 4989.9396 | 3206.0282 | 7484.9183 | 5260.4368 | 8783.622 | 7982.19 | 7031.3166 | 11959.3072 | 9465.4881 | 12228.5917 | 6201.779 | 5362.095 | 5833.1262 | 3154.3492 | 7673.7902 | 6093.9193 | 8108.0361 | 8501.6313 | 6351.143 | 6342.8229 | 9428.6079 | 11481.6991 | 6805.2383 | 5986.5996 | 6010.6084 | 6154.0838 | 10969.5018 | 8187.8649 | 8243.714 | 9096.725 | 5902.7942 | 6708.2682 | 10276.2145 | 11212.396 | 7235.1813 | 5780.6106 | 6419.8374 | 3844.3822 | 9337.555 | 6292.3885 | 7866.3197 | 9203.5588 | 6554.0453 | 10062.9033 | 10033.9265 | 11440.229 | 8735.1976 | 6574.4177 | 6615.5037 | 4416.7491 | 11924.82 | 8076.2951 | 8522.1064 | 9152.8792 | 6957.9883 | 9150.6443 | 10392.4106 | 11344.3586 | 8570.6841 | 6741.2537 | 7271.8461 | 5590.0226 | 11632.9827 | 8744.3839 | 9102.4081 | 8735.0808 | 8492.4262 | 12837.8877 | 11214.2904 | 13236.8459 | 8547.5794 | 7417.2094 | 8237.4198 | 5923.8035 | 11835.3846 | 8140.4884 | 9005.8564 | 9025.7012 | 8528.0272 | 9109.7602 | 11318.5949 | 13613.3826 | 9567.5673 | 7844.6711 | 9270.7157 | 6200.1414 | 10708.5471 | 9125.2648 | 8754.7945 | 9369.7623 | 8597.9415 | 9641.9618 | 12044.0255 | 12978.4812 | 10032.6186 | 8258.9913 | 9450.3451 | 9067.7806 | 11458.0764 | 8946.2064 | 8835.861 | 9741.1793 | 8449.2319 | 10251.4797 | 12888.4353 | 12459.401 | 10854.062 | 8761.2949 | 8542.6425 | 6866.6011 | 12349.7653 | 8646.4753 | 8685.0931 | 9441.8199 | 8959.4789 | 14090.7639 | 12114.9644 | 11958.6056 | 11139.0461 | 8764.2687 | 9082.4388 | 7560.2859 | 12108.5956 | 8828.9592 | 9504.6415 | 9128.7401 | 8852.2067 | 11571.5193 | 11965.4992 | 12655.2746 | 11070.3465 | 9139.1148 | 9139.7967 | 10633.2074 | 11735.0339 | 8988.7379 | 9552.3226 | 8910.7845 | 9528.0897 | 11382.8777 | 12204.8256 | 13737.9579 | 11557.7531 | 9451.3953 | 9869.8765 | 7985.3124 | 10686.4996 | 9821.3384 | 9151.2398 | 9110.0173 | 9956.1449 | 10972.5752 | 12094.9531 | 13542.6385 | 12243.6468 | 8794.5624 | 10195.1112 | 8097.8146 | 11362.9756 | 10148.9199 | 8901.7598 | 9882.9187 | 9116.4062 | 11353.2452 | 13402.9736 | 12460.5903 | 12888.9609 | 9503.2484 | 9831.0911 | 7888.6894 | 11670.6017 | 9417.9394 | 8485.6907 | 9830.255 | 9168.0238 | 11926.6405 | 12839.6917 | 12621.0215
[14 empty] | 2018 | 2018 | 2018 | 2018 | 2018 | 2018 | 2018 | 2018 | 2018 | 2018 | 2018 | 2018 | 2019 | 2019 | 2019 | 2019 | 2019 | 2019 | 2019 | 2019 | 2019 | 2019 | 2019 | 2019 | 2020 | 2020 | 2020 | 2020 | 2020 | 2020 | 2020 | 2020 | 2020 | 2020 | 2020 | 2020 | 2021 | 2021 | 2021 | 2021 | 2021 | 2021 | 2021 | 2021 | 2021 | 2021 | 2021 | 2021 | 2022 | 2022 | 2022 | 2022 | 2022 | 2022 | 2022 | 2022 | 2022 | 2022 | 2022 | 2022 | 2023 | 2023 | 2023 | 2023 | 2023 | 2023 | 2023 | 2023 | 2023 | 2023 | 2023 | 2023 | 2024 | 2024 | 2024 | 2024 | 2024 | 2024 | 2024 | 2024 | 2024 | 2024 | 2024 | 2024 | 2025 | 2025 | 2025 | 2025 | 2025 | 2025 | 2025 | 2025 | 2025 | 2025 | 2025 | 2025 | 2026 | 2026 | 2026 | 2026 | 2026 | 2026 | 2026 | 2026 | 2026 | 2026 | 2026 | 2026 | 2027 | 2027 | 2027 | 2027 | 2027 | 2027 | 2027 | 2027 | 2027 | 2027 | 2027 | 2027 | 2028 | 2028 | 2028 | 2028 | 2028 | 2028 | 2028 | 2028 | 2028 | 2028 | 2028 | 2028 | 2029 | 2029 | 2029 | 2029 | 2029 | 2029 | 2029 | 2029 | 2029 | 2029 | 2029 | 2029 | 2030 | 2030 | 2030 | 2030 | 2030 | 2030 | 2030 | 2030 | 2030 | 2030 | 2030 | 2030 | 2031 | 2031 | 2031 | 2031 | 2031 | 2031 | 2031 | 2031 | 2031 | 2031 | 2031 | 2031 | 2032 | 2032 | 2032 | 2032 | 2032 | 2032 | 2032 | 2032 | 2032 | 2032 | 2032 | 2032 | 2033 | 2033 | 2033 | 2033 | 2033 | 2033 | 2033 | 2033 | 2033 | 2033 | 2033 | 2033 | 2034 | 2034 | 2034 | 2034 | 2034 | 2034 | 2034 | 2034 | 2034 | 2034 | 2034 | 2034 | 2035 | 2035 | 2035 | 2035 | 2035 | 2035 | 2035 | 2035 | 2035 | 2035 | 2035 | 2035 | 2036 | 2036 | 2036 | 2036 | 2036 | 2036 | 2036 | 2036 | 2036 | 2036 | 2036 | 2036 | 2037 | 2037 | 2037 | 2037 | 2037 | 2037 | 2037 | 2037 | 2037 | 2037 | 2037 | 2037 | [119 empty] | 2018 | 2018 | 2018 | 2018 | 2018 | 2018 | 2018 | 2018 | 2018 | 2018 | 2018 | 2018 | 2019 | 2019 | 2019 | 2019 | 2019 | 2019 | 2019 | 2019 | 2019 | 2019 | 2019 | 2019 | 2020 | 2020 | 2020 | 2020 | 2020 | 2020 | 2020 | 2020 | 2020 | 2020 | 2020 | 2020 | 2021 | 2021 | 2021 | 2021 | 2021 | 2021 | 2021 | 2021 | 2021 | 2021 | 2021 | 2021 | 2022 | 2022 | 2022 | 2022 | 2022 | 2022 | 2022 | 2022 | 2022 | 2022 | 2022 | 2022 | 2023 | 2023 | 2023 | 2023 | 2023 | 2023 | 2023 | 2023 | 2023 | 2023 | 2023 | 2023 | 2024 | 2024 | 2024 | 2024 | 2024 | 2024 | 2024 | 2024 | 2024 | 2024 | 2024 | 2024 | 2025 | 2025 | 2025 | 2025 | 2025 | 2025 | 2025 | 2025 | 2025 | 2025 | 2025 | 2025 | 2026 | 2026 | 2026 | 2026 | 2026 | 2026 | 2026 | 2026 | 2026 | 2026 | 2026 | 2026 | 2027 | 2027 | 2027 | 2027 | 2027 | 2027 | 2027 | 2027 | 2027 | 2027 | 2027 | 2027 | 2028 | 2028 | 2028 | 2028 | 2028 | 2028 | 2028 | 2028 | 2028 | 2028 | 2028 | 2028 | 2029 | 2029 | 2029 | 2029 | 2029 | 2029 | 2029 | 2029 | 2029 | 2029 | 2029 | 2029 | 2030 | 2030 | 2030 | 2030 | 2030 | 2030 | 2030 | 2030 | 2030 | 2030 | 2030 | 2030 | 2031 | 2031 | 2031 | 2031 | 2031 | 2031 | 2031 | 2031 | 2031 | 2031 | 2031 | 2031 | 2032 | 2032 | 2032 | 2032 | 2032 | 2032 | 2032 | 2032 | 2032 | 2032 | 2032 | 2032 | 2033 | 2033 | 2033 | 2033 | 2033 | 2033 | 2033 | 2033 | 2033 | 2033 | 2033 | 2033 | 2034 | 2034 | 2034 | 2034 | 2034 | 2034 | 2034 | 2034 | 2034 | 2034 | 2034 | 2034 | 2035 | 2035 | 2035 | 2035 | 2035 | 2035 | 2035 | 2035 | 2035 | 2035 | 2035 | 2035 | 2036 | 2036 | 2036 | 2036 | 2036 | 2036 | 2036 | 2036 | 2036 | 2036 | 2036 | 2036 | 2037 | 2037 | 2037 | 2037 | 2037 | 2037 | 2037 | 2037 | 2037 | 2037 | 2037 | 2037
Value of offset purchases
MEAN | [13 empty] | 195592.2351 | 152982.4369 | 103725.2858 | 64917.5623 | 203531.2541 | 139394.3085 | 141514.6885 | 159560.9622 | 150517.5061 | 120615.5395 | 124123.4081 | 189622.8549 | 273802.9752 | 197683.0482 | 125569.4034 | 80271.2459 | 208153.228 | 167790.5421 | 164722.7377 | 160320.3477 | 181745.33 | 310646.9459 | 135920.4846 | 214986.3416 | 274768.0807 | 208056.3325 | 150948.7149 | 109799.6615 | 183224.3545 | 172520.9183 | 196934.4165 | 174979.9538 | 193973.6697 | 144167.0574 | 153491.9418 | 258521.2468 | 293300.5733 | 239251.3075 | 182799.5346 | 116801.4868 | 245704.4912 | 179255.9573 | 207584.8001 | 201864.2468 | 202006.5005 | 138667.4744 | 162679.679 | 280186.1254 | 326407.892 | 253411.0234 | 187348.404 | 116262.8656 | 269632.5775 | 253283.6084 | 196383.9606 | 219075.9275 | 208046.0109 | 252848.6243 | 172466.7233 | 285152.7957 | 366599.1532 | 267948.6717 | 178022.6484 | 115396.2455 | 277937.1358 | 231892.6177 | 223073.4495 | 240900.5998 | 263866.2013 | 391736.133 | 241704.4695 | 304910.0634 | 414062.8338 | 319402.1379 | 208988.3443 | 150996.23 | 264989.3371 | 221737.3456 | 259073.658 | 257442.8122 | 226663.8149 | 210665.2837 | 208691.1931 | 347329.2371 | 469126.134 | 351678.8218 | 232201.3217 | 277661.8222 | 308914.9919 | 287603.8048 | 291231.6645 | 261682.9655 | 281834.2145 | 248542.3316 | 230866.6413 | 393812.813 | 434319.0622 | 334801.9007 | 246695.4213 | 187034.8119 | 264517.2593 | 266218.9339 | 299499.4185 | 265178.199 | 291439.9527 | 356892.2859 | 255429.7433 | 413015.5384 | 439405.1123 | 365380.8745 | 274214.8207 | 213011.6003 | 321019.1889 | 330659.9723 | 302755.2693 | 279615.1037 | 299038.1255 | 300568.5751 | 309843.8415 | 442173.3359 | 491891.553 | 382257.5489 | 308631.4538 | 199330.6041 | 341214.8514 | 332396.2069 | 286549.9349 | 304808.8592 | 291302.3576 | 470657.169 | 332902.4978 | 399081.4905 | 522247.4447 | 403434.7826 | 309685.3033 | 239592.6982 | 380421.4274 | 295594.3722 | 309102.9271 | 322347.3936 | 272963.4205 | 346184.6178 | 329969.5337 | 419185.8718 | 563579.7871 | 433811.3969 | 324097.1275 | 288091.2711 | 353018.6612 | 302976.9614 | 333003.8592 | 317740.2604 | 300953.2518 | 377413.3466 | 341342.9195 | 452282.5866 | 583755.2476 | 455062.5375 | 335930.7965 | 364116.2852 | 337476.5783 | 326960.0993 | 343753.8328 | 317912.0207 | 321835.6001 | 387338.0976 | 339358.5575 | 486166.4835 | 632920.8582 | 472124.5349 | 381240.3281 | 311903.9158 | 333993.6093 | 375388.5382 | 372800.1531 | 350977.544 | 379370.6389 | 490255.0419 | 425085.3493 | 527174.8936 | 632021.299 | 490450.4847 | 404527.6412 | 327351.8878 | 354258.5229 | 371341.0588 | 341313.1944 | 370103.981 | 361870.1705 | 387454.3617 | 420828.6056 | 525506.3036 | 704759.6418 | 510385.2022 | 435433.174 | 387136.6034 | 427607.3042 | 410773.7537 | 357979.1934 | 402629.433 | 357116.4537 | 433810.2262 | 437030.7453 | 500343.2886 | 733884.6748 | 553886.969 | 425900.5147 | 355547.2092 | 407535.7615 | 393104.1699 | 394465.8597 | 414878.1918 | 345725.7489 | 479459.4792 | 459913.8294 | 513241.0815 | 729337.2018 | 565539.8547 | 421732.4796 | 397733.4361 | 389252.2965 | 404211.3205 | 414414.8686 | 387004.1433 | 379672.7273 | 485571.7905 | 430622.1657 | 577572.0361 | 731495.5049 | 601138.5694 | 463392.5718 | 424317.2395 | 358670.1526 | 420186.6587 | 439947.3551 | 388872.4215 | 420359.6204 | 475668.0997 | 463297.3161 | 581058.5923 | [119 empty] | 140656.1763 | 130503.1266 | 97226.3484 | 49198.518 | 138181.0506 | 79794.7717 | 134425.6643 | 126160.0887 | 99800.4244 | 77242.9446 | 133760.9315 | 223518.3964 | 148305.5004 | 127585.3549 | 105302.6081 | 47022.4104 | 152231.8756 | 131342.6492 | 141507.7618 | 143171.8849 | 101542.7364 | 187337.7191 | 149098.6233 | 218079.1365 | 152931.6606 | 135881.2022 | 101685.4418 | 51921.6511 | 131022.374 | 87875.8146 | 145390.0223 | 162313.9796 | 88009.6008 | 100869.5923 | 162205.3431 | 220421.9553 | 185187.5795 | 130230.04 | 111739.4461 | 58523.1038 | 196298.9773 | 96791.1993 | 163631.7595 | 168107.8564 | 103160.4491 | 115358.1001 | 168722.6326 | 224420.5131 | 196620.1123 | 148027.2849 | 121473.5625 | 69740.6002 | 231378.5545 | 166140.8613 | 190988.3837 | 169621.5688 | 115707.4985 | 205199.1695 | 181142.4053 | 253975.671 | 203809.5354 | 155589.2864 | 128966.6119 | 79652.3803 | 150390.7211 | 119260.0516 | 204004.8211 | 181233.7156 | 153076.7204 | 265260.2077 | 214159.7631 | 300120.0535 | 228270.2546 | 178739.6552 | 157571.9712 | 81926.6338 | 161152.9633 | 144419.6718 | 196893.7901 | 201766.3159 | 144477.0833 | 147013.3145 | 223019.9718 | 294512.2421 | 262402.4743 | 209025.1237 | 170069.876 | 167417.8071 | 241241.0086 | 203230.9547 | 209598.0029 | 226094.56 | 140665.1785 | 162875.4838 | 254594.8997 | 301301.8707 | 284182.8956 | 205588.7584 | 184983.3646 | 106498.9274 | 209073.3556 | 158997.2167 | 203695.6043 | 232970.594 | 158987.7487 | 248729.762 | 253095.8614 | 313021.5856 | 342970.798 | 233730.3714 | 190527.2809 | 122284.6596 | 266821.7468 | 203935.4322 | 220555.6686 | 231545.8209 | 168669.512 | 226028.4815 | 261980.189 | 310232.8713 | 339934.1083 | 242156.7205 | 211537.5076 | 156325.9645 | 262837.1229 | 223059.6667 | 237938.832 | 223149.8677 | 207974.6951 | 320292.6535 | 285606.457 | 365687.2993 | 342614.4361 | 269267.1823 | 242189.2126 | 167378.5146 | 270256.4029 | 209765.9846 | 237947.4345 | 233013.505 | 210975.2156 | 229644.7462 | 291212.235 | 380051.3234 | 389967.3559 | 289541.6155 | 277076.6996 | 178136.5165 | 248551.4595 | 239023.5086 | 235132.9789 | 245887.58 | 216191.1385 | 247067.6057 | 315006.754 | 368376.3556 | 419411.7864 | 312562.0363 | 289681.9492 | 267101.6882 | 272654.1413 | 240281.0677 | 243368.8322 | 262114.4145 | 217901.956 | 269401.967 | 345667.8871 | 362557.3942 | 474121.6757 | 346521.3108 | 273615.8519 | 211377.3613 | 307049.671 | 242673.6696 | 249954.5116 | 265455.4354 | 241431.0517 | 386886.1739 | 339544.5453 | 363731.0716 | 502029.6013 | 357658.0885 | 300147.3088 | 240128.2069 | 310597.4654 | 255645.2933 | 282262.0942 | 264852.9577 | 246054.0515 | 327770.0079 | 345980.5174 | 397039.1427 | 514487.8979 | 384604.6015 | 311501.1992 | 348208.0767 | 310464.5104 | 268414.0869 | 292512.6927 | 266596.4673 | 273089.4282 | 332508.45 | 363948.2302 | 444539.5605 | 548879.4063 | 406404.4992 | 343646.8908 | 267209.9123 | 288768.337 | 299611.9502 | 286232.7521 | 278438.6874 | 291583.3468 | 327492.6693 | 368480.9109 | 447641.7724 | 586080.5969 | 381223.2172 | 357806.0719 | 273062.1059 | 309523.7284 | 312016.9929 | 280637.9375 | 304411.9733 | 269065.3056 | 341439.2781 | 411520.3718 | 415215.5293 | 632851.4995 | 422510.1866 | 353898.6038 | 272812.621 | 325982.0096 | 296911.4549 | 274411.6321 | 310577.852 | 277487.2195 | 367895.2001 | 404266.5002 | 431314.8777
Offsetting Generation Avoided Cost
MEAN | [13 empty] | 222290.722 | 174123.1718 | 172560.6758 | 201810.1854 | 86743.4786 | 114333.1532 | 79833.7847 | 84400.4226 | 70327.8204 | 199339.8911 | 147081.1558 | 88538.0947 | 180009.1475 | 157198.0276 | 187927.9056 | 220621.4269 | 106957.4954 | 91911.9644 | 81927.301 | 88913.331 | 70383.1215 | 51781.7352 | 146822.8885 | 118861.9457 | 201942.6713 | 155844.9277 | 199195.7445 | 243737.3727 | 138257.6355 | 151110.9419 | 82948.72 | 78537.1199 | 101222.1999 | 202869.6786 | 171587.7979 | 114433.8347 | 168961.1121 | 160203.0747 | 195826.2903 | 253504.7444 | 91605.1496 | 157496.4199 | 75314.0627 | 80182.4046 | 103483.7191 | 244441.6237 | 192652.5356 | 126899.7969 | 180836.7396 | 161644.2223 | 208076.3523 | 244685.6139 | 94717.261 | 95309.9912 | 64790.8494 | 85974.0105 | 105917.3349 | 138834.2886 | 195339.6491 | 116088.9036 | 193585.6001 | 162354.7495 | 231000.4095 | 240661.5511 | 122583.0984 | 135516.7561 | 56310.1978 | 81254.3742 | 58262.4558 | 44245.2825 | 139711.0718 | 84094.6254 | 178945.2082 | 146761.9143 | 182786.8558 | 254389.0904 | 152418.6528 | 120536.0211 | 63940.9763 | 69925.6285 | 101945.0008 | 256889.0448 | 169384.3452 | 82125.8161 | 166876.8333 | 135214.2472 | 175847.9765 | 152167.926 | 108028.1937 | 98883.0206 | 51766.8006 | 59867.1083 | 82091.3059 | 232045.6105 | 138278.3542 | 73653.3918 | 163631.3626 | 148840.4879 | 188206.5424 | 244484.4142 | 134099.7082 | 137352.745 | 62555.9855 | 61887.5166 | 76595.5396 | 123677.3302 | 150306.3081 | 65448.7872 | 144531.877 | 125545.9885 | 181465.5639 | 223675.5407 | 88726.5096 | 85422.7237 | 48035.5349 | 63270.8626 | 70505.6745 | 160613.6512 | 122088.971 | 61011.0589 | 139937.9348 | 131706.0573 | 163835.4772 | 205215.278 | 110728.4453 | 88648.1619 | 45868.5518 | 65244.4175 | 67898.7443 | 28532.7574 | 107861.0003 | 47883.7558 | 147527.6565 | 116000.9976 | 151930.2453 | 193547.0108 | 79347.8187 | 106292.6732 | 39681.7032 | 49160.1517 | 72185.3667 | 175710.9922 | 113922.1063 | 29189.4148 | 124743.1854 | 102828.7983 | 124413.6327 | 168589.0032 | 115642.6455 | 90822.2043 | 37445.5831 | 49673.0324 | 71219.4771 | 153191.5508 | 90452.7036 | 31135.5406 | 123891.9373 | 98956.1001 | 125849.3574 | 108533.1087 | 119131.5671 | 96257.9795 | 34594.8748 | 43188.0366 | 75566.7476 | 149012.9808 | 81023.1721 | 33651.3376 | 90118.1767 | 85029.5411 | 146476.6155 | 177387.2448 | 113979.9989 | 89195.8868 | 32429.8309 | 41400.3453 | 45392.6122 | 25099.3119 | 61246.2441 | 35505.0109 | 110362.1854 | 101073.1293 | 137040.8166 | 155271.9815 | 132656.5476 | 101132.2369 | 30608.4964 | 48082.4461 | 68612.0837 | 138857.2919 | 78524.6799 | 27566.979 | 104802.2849 | 100389.7612 | 128465.1677 | 91063.896 | 98942.9596 | 79711.7392 | 27086.2584 | 43711.0445 | 59170.2647 | 133099.848 | 71221.073 | 21581.8337 | 100194.508 | 78797.532 | 120752.5058 | 150912.8089 | 131608.6606 | 79848.06 | 24719.4833 | 35596.0996 | 60575.4799 | 128666.4529 | 63932.06 | 26421.6809 | 102101.1285 | 84442.7103 | 108713.5285 | 138580.1326 | 128713.3148 | 76001.8005 | 25148.9144 | 28737.2602 | 77616.3513 | 130490.6023 | 50807.3669 | 24266.2941 | 87495.2331 | 69376.147 | 113878.7689 | 135661.8919 | 142932.8126 | 95269.8072 | 30805.1882 | 37120.4925 | 50560.2666 | 122946.7327 | 55913.0495 | 27971.2715 | 0 | 0 | 0 | 0 | 0 | 0 | 0 | 0 | 0 | 0 | 0 | 0 | 0 | 0 | 0 | 0 | 0 | 0 | 0 | 0 | 0 | 0 | 0 | 0 | 0 | 0 | 0 | 0 | 0 | 0 | 0 | 0 | 0 | 0 | 0 | 0 | 0 | 0 | 0 | 0 | 0 | 0 | 0 | 0 | 0 | 0 | 0 | 0 | 0 | 0 | 0 | 0 | 0 | 0 | 0 | 0 | 0 | 0 | 0 | 0 | 0 | 0 | 0 | 0 | 0 | 0 | 0 | 0 | 0 | 0 | 0 | 0 | 0 | 0 | 0 | 0 | 0 | 0 | 0 | 0 | 0 | 0 | 0 |  | 0 | 0 | 0 | 0 | 0 | 0 | 0 | 0 | 0 | 0 | 0 | 0 | 0 | 0 | 0 | 0 | 0 | 0 | 0 | 0 | 0 | 0 | 0 | #N/A | #N/A | #N/A | #N/A | #N/A | #N/A | #N/A | #N/A | #N/A | #N/A | #N/A | #N/A | 203737.0429 | 146692.4577 | 0 | 0 | 0 | 0 | 0 | 0 | 0 | 0 | 0 | 0 | 226185.9949 | 169298.8237 | 0 | 0 | 0 | 0 | 0 | 0 | 0 | 0 | 0 | 0 | 279612.5688 | 183420.677 | 164602.9385 | 0 | 0 | 0 | 0 | 0 | 0 | 0 | 0 | 0 | 299481.3675 | 188693.7573 | 0 | 0 | 0 | 0 | 0 | 0 | 0 | 0 | 0 | 0 | 282835.3472 | 185138.0061 | 158727.9811 | 0 | 0 | 0 | 0 | 0 | 0 | 0 | 0 | 0 | 275171.8904 | 227636.5354 | 162766.6547 | 251068.8395 | 0 | 0 | 0 | 0 | 0 | 0 | 0 | 0 | 269712.5329 | 211340.0731 | 171888.808 | 230090.1226 | 0 | 0 | 0 | 0 | 0 | 0 | 0 | 43835.1999 | 248664.5893 | 197952.3359 | 170830.8831 | 157393.4202 | 0 | 0 | 0 | 0 | 0 | 0 | 0 | 40268.5211 | 272898.7224 | 213702.6108 | 150105.7051 | 218970.0842 | 0 | 0 | 0 | 0 | 0 | 0 | 0 | 34853.0899 | 245446.3338 | 195682.7429 | 138310.5836 | 209558.8851 | 0 | 0 | 0 | 0 | 0 | 0 | 0 | 23340.0163 | 231780.5248 | 180315.7936 | 118328.7563 | 209871.4368 | 0 | 0 | 0 | 0 | 0 | 0 | 0 | 14607.6344 | 216618.1975 | 166328.693 | 107444.8273 | 190041.336 | 0 | 0 | 0 | 0 | 0 | 0 | 0 | 9013.8315 | 187221.7787 | 152423.43 | 97403.683 | 175431.1188 | 0 | 0 | 0 | 0 | 0 | 0 | 0 | 8622.1701 | 173231.2218 | 138848.8522 | 92753.1773 | 95343.6044 | 0 | 0 | 0 | 0 | 0 | 0 | 0 | 7485.2867 | 166439.3361 | 140271.6733 | 87768.4661 | 158718.7381 | 0 | 0 | 0 | 0 | 0 | 0 | 0 | 8998.2521 | 153525.3377 | 126446.0586 | 75846.3044 | 157097.9596 | 0 | 0 | 0 | 0 | 0 | 0 | 0 | 6741.2166 | 133926.0264 | 113556.4396 | 72777.7497 | 83546.8186 | 0 | 0 | 4703.9482 | 0 | 0 | 0 | 0 | 5085.6141 | 115167.9253 | 105359.8365 | 71350.3873 | 151137.0864 | 0 | 0 | 4632.6469 | 0 | 0 | 0 | 0 | 6667.73 | 95849.4039 | 125964.751 | 78473.4223 | 135279.2527 | 0 | 0 | 0 | 0 | 0 | 0 | 0 | 4494.0333 | 96767.1725 | 100915.6188 | 70215.2002 | 137941.9226 | 0 | 0 | 0 | 0 | 0 | 0 | 0 | 4130.8863
Value of offset purchases
MEAN | [13 empty] | 195592.2351 | 152982.4369 | 103725.2858 | 64917.5623 | 203531.2541 | 139394.3085 | 141514.6885 | 159560.9622 | 150517.5061 | 120615.5395 | 124123.4081 | 189622.8549 | 273802.9752 | 197683.0482 | 125569.4034 | 80271.2459 | 208153.228 | 167790.5421 | 164722.7377 | 160320.3477 | 181745.33 | 310646.9459 | 135920.4846 | 214986.3416 | 274768.0807 | 208056.3325 | 150948.7149 | 109799.6615 | 183224.3545 | 172520.9183 | 196934.4165 | 174979.9538 | 193973.6697 | 144167.0574 | 153491.9418 | 258521.2468 | 293300.5733 | 239251.3075 | 182799.5346 | 116801.4868 | 245704.4912 | 179255.9573 | 207584.8001 | 201864.2468 | 202006.5005 | 138667.4744 | 162679.679 | 280186.1254 | 326407.892 | 253411.0234 | 187348.404 | 116262.8656 | 269632.5775 | 253283.6084 | 196383.9606 | 219075.9275 | 208046.0109 | 252848.6243 | 172466.7233 | 285152.7957 | 366599.1532 | 267948.6717 | 178022.6484 | 115396.2455 | 277937.1358 | 231892.6177 | 223073.4495 | 240900.5998 | 263866.2013 | 391736.133 | 241704.4695 | 304910.0634 | 414062.8338 | 319402.1379 | 208988.3443 | 150996.23 | 264989.3371 | 221737.3456 | 259073.658 | 257442.8122 | 226663.8149 | 210665.2837 | 208691.1931 | 347329.2371 | 469126.134 | 351678.8218 | 232201.3217 | 277661.8222 | 308914.9919 | 287603.8048 | 291231.6645 | 261682.9655 | 281834.2145 | 248542.3316 | 230866.6413 | 393812.813 | 434319.0622 | 334801.9007 | 246695.4213 | 187034.8119 | 264517.2593 | 266218.9339 | 299499.4185 | 265178.199 | 291439.9527 | 356892.2859 | 255429.7433 | 413015.5384 | 439405.1123 | 365380.8745 | 274214.8207 | 213011.6003 | 321019.1889 | 330659.9723 | 302755.2693 | 279615.1037 | 299038.1255 | 300568.5751 | 309843.8415 | 442173.3359 | 491891.553 | 382257.5489 | 308631.4538 | 199330.6041 | 341214.8514 | 332396.2069 | 286549.9349 | 304808.8592 | 291302.3576 | 470657.169 | 332902.4978 | 399081.4905 | 522247.4447 | 403434.7826 | 309685.3033 | 239592.6982 | 380421.4274 | 295594.3722 | 309102.9271 | 322347.3936 | 272963.4205 | 346184.6178 | 329969.5337 | 419185.8718 | 563579.7871 | 433811.3969 | 324097.1275 | 288091.2711 | 353018.6612 | 302976.9614 | 333003.8592 | 317740.2604 | 300953.2518 | 377413.3466 | 341342.9195 | 452282.5866 | 583755.2476 | 455062.5375 | 335930.7965 | 364116.2852 | 337476.5783 | 326960.0993 | 343753.8328 | 317912.0207 | 321835.6001 | 387338.0976 | 339358.5575 | 486166.4835 | 632920.8582 | 472124.5349 | 381240.3281 | 311903.9158 | 333993.6093 | 375388.5382 | 372800.1531 | 350977.544 | 379370.6389 | 490255.0419 | 425085.3493 | 527174.8936 | 632021.299 | 490450.4847 | 404527.6412 | 327351.8878 | 354258.5229 | 371341.0588 | 341313.1944 | 370103.981 | 361870.1705 | 387454.3617 | 420828.6056 | 525506.3036 | 704759.6418 | 510385.2022 | 435433.174 | 387136.6034 | 427607.3042 | 410773.7537 | 357979.1934 | 402629.433 | 357116.4537 | 433810.2262 | 437030.7453 | 500343.2886 | 733884.6748 | 553886.969 | 425900.5147 | 355547.2092 | 407535.7615 | 393104.1699 | 394465.8597 | 414878.1918 | 345725.7489 | 479459.4792 | 459913.8294 | 513241.0815 | 729337.2018 | 565539.8547 | 421732.4796 | 397733.4361 | 389252.2965 | 404211.3205 | 414414.8686 | 387004.1433 | 379672.7273 | 485571.7905 | 430622.1657 | 577572.0361 | 731495.5049 | 601138.5694 | 463392.5718 | 424317.2395 | 358670.1526 | 420186.6587 | 439947.3551 | 388872.4215 | 420359.6204 | 475668.0997 | 463297.3161 | 581058.5923 | [119 empty] | 140656.1763 | 130503.1266 | 97226.3484 | 49198.518 | 138181.0506 | 79794.7717 | 134425.6643 | 126160.0887 | 99800.4244 | 77242.9446 | 133760.9315 | 223518.3964 | 148305.5004 | 127585.3549 | 105302.6081 | 47022.4104 | 152231.8756 | 131342.6492 | 141507.7618 | 143171.8849 | 101542.7364 | 187337.7191 | 149098.6233 | 218079.1365 | 152931.6606 | 135881.2022 | 101685.4418 | 51921.6511 | 131022.374 | 87875.8146 | 145390.0223 | 162313.9796 | 88009.6008 | 100869.5923 | 162205.3431 | 220421.9553 | 185187.5795 | 130230.04 | 111739.4461 | 58523.1038 | 196298.9773 | 96791.1993 | 163631.7595 | 168107.8564 | 103160.4491 | 115358.1001 | 168722.6326 | 224420.5131 | 196620.1123 | 148027.2849 | 121473.5625 | 69740.6002 | 231378.5545 | 166140.8613 | 190988.3837 | 169621.5688 | 115707.4985 | 205199.1695 | 181142.4053 | 253975.671 | 203809.5354 | 155589.2864 | 128966.6119 | 79652.3803 | 150390.7211 | 119260.0516 | 204004.8211 | 181233.7156 | 153076.7204 | 265260.2077 | 214159.7631 | 300120.0535 | 228270.2546 | 178739.6552 | 157571.9712 | 81926.6338 | 161152.9633 | 144419.6718 | 196893.7901 | 201766.3159 | 144477.0833 | 147013.3145 | 223019.9718 | 294512.2421 | 262402.4743 | 209025.1237 | 170069.876 | 167417.8071 | 241241.0086 | 203230.9547 | 209598.0029 | 226094.56 | 140665.1785 | 162875.4838 | 254594.8997 | 301301.8707 | 284182.8956 | 205588.7584 | 184983.3646 | 106498.9274 | 209073.3556 | 158997.2167 | 203695.6043 | 232970.594 | 158987.7487 | 248729.762 | 253095.8614 | 313021.5856 | 342970.798 | 233730.3714 | 190527.2809 | 122284.6596 | 266821.7468 | 203935.4322 | 220555.6686 | 231545.8209 | 168669.512 | 226028.4815 | 261980.189 | 310232.8713 | 339934.1083 | 242156.7205 | 211537.5076 | 156325.9645 | 262837.1229 | 223059.6667 | 237938.832 | 223149.8677 | 207974.6951 | 320292.6535 | 285606.457 | 365687.2993 | 342614.4361 | 269267.1823 | 242189.2126 | 167378.5146 | 270256.4029 | 209765.9846 | 237947.4345 | 233013.505 | 210975.2156 | 229644.7462 | 291212.235 | 380051.3234 | 389967.3559 | 289541.6155 | 277076.6996 | 178136.5165 | 248551.4595 | 239023.5086 | 235132.9789 | 245887.58 | 216191.1385 | 247067.6057 | 315006.754 | 368376.3556 | 419411.7864 | 312562.0363 | 289681.9492 | 267101.6882 | 272654.1413 | 240281.0677 | 243368.8322 | 262114.4145 | 217901.956 | 269401.967 | 345667.8871 | 362557.3942 | 474121.6757 | 346521.3108 | 273615.8519 | 211377.3613 | 307049.671 | 242673.6696 | 249954.5116 | 265455.4354 | 241431.0517 | 386886.1739 | 339544.5453 | 363731.0716 | 502029.6013 | 357658.0885 | 300147.3088 | 240128.2069 | 310597.4654 | 255645.2933 | 282262.0942 | 264852.9577 | 246054.0515 | 327770.0079 | 345980.5174 | 397039.1427 | 514487.8979 | 384604.6015 | 311501.1992 | 348208.0767 | 310464.5104 | 268414.0869 | 292512.6927 | 266596.4673 | 273089.4282 | 332508.45 | 363948.2302 | 444539.5605 | 548879.4063 | 406404.4992 | 343646.8908 | 267209.9123 | 288768.337 | 299611.9502 | 286232.7521 | 278438.6874 | 291583.3468 | 327492.6693 | 368480.9109 | 447641.7724 | 586080.5969 | 381223.2172 | 357806.0719 | 273062.1059 | 309523.7284 | 312016.9929 | 280637.9375 | 304411.9733 | 269065.3056 | 341439.2781 | 411520.3718 | 415215.5293 | 632851.4995 | 422510.1866 | 353898.6038 | 272812.621 | 325982.0096 | 296911.4549 | 274411.6321 | 310577.852 | 277487.2195 | 367895.2001 | 404266.5002 | 431314.8777

## VOM
Source: PowerSimm Inputs
Date Period Name | VOM* | (Variable O&M)
|  |  | Date Period Name | Fuel Delivery Cost*
[6 empty] | Coyote fuel d. | Coyote v.o.m. | Neal fuel d. | Neal v.o.m.
2017 | 1.37 |  | 2017 | 1.4367 | 2017 | 0.97839 | 0.89 | 1.0898 | 0.45
2018 | 1.4 |  | 2018 | 1.4297 | 2018 | 0.82931 | 0.91 | 1.2615 | 0.46
2019 | 1.43 |  | 2019 | 1.486 | 2019 | 1.1115 | 0.93 | 1.2903 | 0.47
2020 | 1.46 |  | 2020 | 1.5367 | 2020 | 0.86874 | 0.95 | 1.3944 | 0.48
2021 | 1.48 |  | 2021 | 1.5885 | 2021 | 1.0178 | 0.97 | 1.4722 | 0.49
2022 | 1.51 |  | 2022 | 1.6449 | 2022 | 1.0365 | 0.99 | 1.5551 | 0.5
2023 | 1.54 |  | 2023 | 1.6966 | 2023 | 1.0491 | 1 | 1.6322 | 0.51
2024 | 1.58 |  | 2024 | 1.7563 | 2024 | 1.0679 | 1.03 | 1.709 | 0.52
2025 | 1.61 |  | 2025 | 1.7762 | 2025 | 1.0741 | 1.05 | 1.7867 | 0.53
2026 | 1.64 |  | 2026 | 1.8035 | 2026 | 1.0873 | 1.07 | 1.8142 | 0.54
2027 | 1.67 |  | 2027 | 1.8251 | 2027 | 1.0946 | 1.09 | 1.836 | 0.55
2028 | 1.71 |  | 2028 | 1.8494 | 2028 | 1.1043 | 1.11 | 1.8605 | 0.56
2029 | 1.74 |  | 2029 | 1.8673 | 2029 | 1.1074 | 1.13 | 1.8787 | 0.58
2030 | 1.77 |  | 2030 | 1.877 | 2030 | 1.1019 | 1.15 | 1.8887 | 0.59
2031 | 1.81 |  | 2031 | 1.8929 | 2031 | 1.1022 | 1.18 | 1.9047 | 0.6
2032 | 1.85 |  | 2032 | 1.9131 | 2032 | 1.1066 | 1.2 | 1.9252 | 0.61
2033 | 1.88 |  | 2033 | 1.9217 | 2033 | 1.0991 | 1.23 | 1.9341 | 0.62
2034 | 1.92 |  | 2034 | 1.9386 | 2034 | 1.0995 | 1.25 | 1.9512 | 0.64
2035 | 1.9584 |  | 2035 | 1.9718 | 2035 | 1.116 | 1.27 | 1.9847 | 0.65
2036 | 1.9976 |  | 2036 | 1.9964 | 2036 | 1.1235 | 1.3 | 2.0095 | 0.67
2037 | 2.0375 |  | 2037 | 2.021 | 2037 | 1.1306 | 1.32 | 2.0343 | 0.68
2038 | 2.0783 |  | 2038 | 2.0344 | 2038 | 1.1262 | 1.35 | 2.048 | 0.69
2039 | 2.1198 |  | 2039 | 2.0611 | 2039 | 1.1348 | 1.38 | 2.075 | 0.71
2040 | 2.1622 |  | 2040 | 2.0956 | 2040 | 1.1506 | 1.4 | 2.1097 | 0.72

## Generat
PowerSimm Projections
[5 empty] | Aurora |  |  |  | Brule |  |  |  | Davison
| Annual | Annual | Annual |  | Annual | Annual | Annual |  | Annual | Annual | Annual |  | Annual | Annual | Annual
| ATC | Heavy Load | Light Load |  | ATC | Heavy Load | Light Load |  | ATC | Heavy Load | Light Load |  | ATC | Heavy Load | Light Load
2018 | 277190.1684 | 130950.5993 | 146239.5691 | 2018 | 94016.0534 | 44199.9174 | 49816.1361 | 2018 | 92457.063 | 43218.1615 | 49238.9015 | 2018 | 90717.052 | 43532.5205 | 47184.5315
2019 | 277190.1234 | 130888.3291 | 146301.7943 | 2019 | 94016.0521 | 44171.8482 | 49844.2039 | 2019 | 92457.0331 | 43185.3168 | 49271.7163 | 2019 | 90717.0382 | 43531.1641 | 47185.8741
2020 | 277190.1498 | 131535.2905 | 145654.8592 | 2020 | 94016.0524 | 44391.2973 | 49624.755 | 2020 | 92457.0517 | 43418.551 | 49038.5007 | 2020 | 90717.0457 | 43725.4422 | 46991.6035
2021 | 277190.1414 | 132171.3272 | 145018.8142 | 2021 | 94016.0444 | 44620.9284 | 49395.116 | 2021 | 92457.0547 | 43645.8491 | 48811.2056 | 2021 | 90717.0423 | 43904.5496 | 46812.4926
2022 | 277190.1899 | 131278.1708 | 145912.0191 | 2022 | 94016.0688 | 44308.8835 | 49707.1853 | 2022 | 92457.0682 | 43337.7871 | 49119.2811 | 2022 | 90717.0528 | 43631.5002 | 47085.5526
2023 | 277190.1852 | 130802.1404 | 146388.0448 | 2023 | 94016.0618 | 44142.7239 | 49873.3378 | 2023 | 92457.0615 | 43189.6893 | 49267.3722 | 2023 | 90717.0619 | 43469.7271 | 47247.3348
2024 | 277190.1912 | 131238.3349 | 145951.8563 | 2024 | 94016.0582 | 44288.8297 | 49727.2285 | 2024 | 92457.072 | 43310.822 | 49146.25 | 2024 | 90717.061 | 43638.6832 | 47078.3778
2025 | 277190.1714 | 131058.4448 | 146131.7265 | 2025 | 94016.0622 | 44227.3769 | 49788.6853 | 2025 | 92457.0643 | 43261.2042 | 49195.86 | 2025 | 90717.0449 | 43569.8637 | 47147.1813
2026 | 277190.2399 | 130866.2825 | 146323.9574 | 2026 | 94016.0788 | 44178.356 | 49837.7229 | 2026 | 92457.0901 | 43207.4643 | 49249.6258 | 2026 | 90717.0709 | 43480.4622 | 47236.6087
2027 | 277190.257 | 131096.8832 | 146093.3738 | 2027 | 94016.0917 | 44262.7929 | 49753.2988 | 2027 | 92457.0875 | 43295.9536 | 49161.1339 | 2027 | 90717.0778 | 43538.1366 | 47178.9412
2028 | 277190.1967 | 131055.4566 | 146134.7401 | 2028 | 94016.0711 | 44240.2575 | 49775.8136 | 2028 | 92457.0576 | 43271.234 | 49185.8237 | 2028 | 90717.0679 | 43543.9651 | 47173.1028
2029 | 277190.1353 | 130856.0731 | 146334.0622 | 2029 | 94016.0459 | 44156.398 | 49859.6479 | 2029 | 92457.055 | 43190.0744 | 49266.9806 | 2029 | 90717.0344 | 43509.6007 | 47207.4337
2030 | 277190.1543 | 130890.6922 | 146299.4622 | 2030 | 94016.0517 | 44177.8318 | 49838.2199 | 2030 | 92457.0594 | 43206.868 | 49250.1914 | 2030 | 90717.0432 | 43505.9923 | 47211.0509
2031 | 277190.1494 | 130723.0974 | 146467.052 | 2031 | 94016.0513 | 44117.8336 | 49898.2176 | 2031 | 92457.053 | 43156.6991 | 49300.3539 | 2031 | 90717.0452 | 43448.5647 | 47268.4804
2032 | 277190.1061 | 131863.0899 | 145327.0162 | 2032 | 94016.0361 | 44502.2814 | 49513.7546 | 2032 | 92457.034 | 43546.4079 | 48910.6262 | 2032 | 90717.036 | 43814.4006 | 46902.6354
2033 | 277190.2191 | 131222.2532 | 145967.9659 | 2033 | 94016.0701 | 44291.4653 | 49724.6048 | 2033 | 92457.0683 | 43325.1387 | 49131.9296 | 2033 | 90717.0808 | 43605.6492 | 47111.4316
2034 | 277190.1506 | 130848.4898 | 146341.6608 | 2034 | 94016.0546 | 44147.935 | 49868.1196 | 2034 | 92457.0548 | 43182.562 | 49274.4927 | 2034 | 90717.0413 | 43517.9928 | 47199.0485
2035 | 277190.1062 | 130975.684 | 146214.4222 | 2035 | 94016.0348 | 44202.8913 | 49813.1434 | 2035 | 92457.0352 | 43237.3748 | 49219.6604 | 2035 | 90717.0363 | 43535.4179 | 47181.6184
2036 | 277190.2079 | 131147.1037 | 146043.1042 | 2036 | 94016.0687 | 44262.2429 | 49753.8258 | 2036 | 92457.0694 | 43300.493 | 49156.5765 | 2036 | 90717.0699 | 43584.3679 | 47132.702
2037 | 277190.1738 | 131371.4521 | 145818.7217 | 2037 | 94016.0614 | 44337.9779 | 49678.0835 | 2037 | 92457.0598 | 43375.6247 | 49081.4351 | 2037 | 90717.0526 | 43657.8495 | 47059.203

## Regulation Cost
Cost per MWh
2015 | 0.24 | EIA escalation
2016 | 0.28218 | 17.58%
2017 | 0.32163 | 13.98%
2018 | 0.35152 | 9.293%
2019 | 0.38442 | 9.36% | 2015 Integrated Marketplace Review: Regulation Support for Wind Integration (Feb 2, 2016)
2020 | 0.41895 | 8.982%
2021 | 0.43966 | 4.945%
2022 | 0.45528 | 3.552%
2023 | 0.48351 | 6.201%
2024 | 0.50575 | 4.598%
2025 | 0.53001 | 4.797%
2026 | 0.54012 | 1.908%
2027 | 0.54014 | 0.00289%
2028 | 0.54584 | 1.056%
2029 | 0.55181 | 1.094%
2030 | 0.56116 | 1.694%
2031 | 0.57568 | 2.586%
2032 | 0.60168 | 4.517%
2033 | 0.62083 | 3.184%
2034 | 0.64024 | 3.126%
2035 | 0.65437 | 2.206%
2036 | 0.65965 | 0.8074%
2037 | 0.67666 | 2.579%
Average cost of regulation per MWhr of wind energy:
  Annual regulation cost for wind / Annual wind energy
  $7.6 million / 32.1 million MWhr
  = $0.24/MWhr

## Rev Req
NorthWestern Energy
Revenue Requirement - Regulated
Juhl Wind (Brule, Davison, Aurora)
Network Upgrades |  | 1 | 2 | 3 | 4 | 5 | 6 | 7 | 8 | 9 | 10 | 11 | 12 | 13 | 14 | 15 | 16 | 17 | 18 | 19 | 20 | 21 | 22 | 23 | 24 | 25 | 26 | 27 | 28 | 29 | 30 | 31 | 32 | 33 | 34 | 35 | 36 | 37 | 38 | 39 | 40
|  | 2018 | 2019 | 2020 | 2021 | 2022 | 2023 | 2024 | 2025 | 2026 | 2027 | 2028 | 2029 | 2030 | 2031 | 2032 | 2033 | 2034 | 2035 | 2036 | 2037 | 2038 | 2039 | 2040 | 2041 | 2042 | 2043 | 2044 | 2045 | 2046 | 2047 | 2048 | 2049 | 2050 | 2051 | 2052 | 2053 | 2054 | 2055 | 2056 | 2057
Rate Base:
Project Capitalize? (yes = capital, no = expense) | yes | 7291252 | 7291252 | 7291252 | 7291252 | 7291252 | 7291252 | 7291252 | 7291252 | 7291252 | 7291252 | 7291252 | 7291252 | 7291252 | 7291252 | 7291252 | 7291252 | 7291252 | 7291252 | 7291252 | 7291252 | 7291252 | 7291252 | 7291252 | 7291252 | 7291252 | 7291252 | 7291252 | 7291252 | 7291252 | 7291252 | 7291252 | 7291252 | 7291252 | 7291252 | 7291252 | 7291252 | 7291252 | 7291252 | 7291252 | 7291252
Less:
Accumulated Depreciation (Book Life) |  | 150720.4511 | 301440.9022 | 452161.3533 | 602881.8044 | 753602.2556 | 904322.7067 | 1055043.1578 | 1205763.6089 | 1356484.06 | 1507204.5111 | 1657924.9622 | 1808645.4133 | 1959365.8644 | 2110086.3156 | 2260806.7667 | 2411527.2178 | 2562247.6689 | 2712968.12 | 2863688.5711 | 3014409.0222 | 3165129.4733 | 3315849.9244 | 3466570.3756 | 3617290.8267 | 3768011.2778 | 3918731.7289 | 4069452.18 | 4220172.6311 | 4370893.0822 | 4521613.5333 | 4672333.9844 | 4823054.4356 | 4973774.8867 | 5124495.3378 | 5275215.7889 | 5425936.24 | 5576656.6911 | 5727377.1422 | 5878097.5933 | 6028818.0444
Deferred Income Taxes |  | 76514.66 | 269252.27 | 437240.5 | 583140.16 | 709072.87 | 816995.88 | 916429.26 | 1015665.79 | 1114963.19 | 1214003.32 | 1313300.72 | 1412340.85 | 1511638.25 | 1610678.38 | 1709975.78 | 1733119.76 | 1680367.6 | 1627615.44 | 1574863.28 | 1522111.12 | 1469358.96 | 1416606.8 | 1363854.64 | 1311102.48 | 1258350.32 | 1205598.16 | 1152846 | 1100093.84 | 1047341.68 | 994589.52 | 941837.36 | 889085.2 | 836333.04 | 783580.88 | 730828.72 | 678076.56 | 625324.4 | 572572.24 | 519820.08 | 467067.92
Total Year End Rate Base |  | 7064016.8889 | 6720558.8278 | 6401850.1467 | 6105230.0356 | 5828576.8744 | 5569933.4133 | 5319779.5822 | 5069822.6011 | 4819804.75 | 4570044.1689 | 4320026.3178 | 4070265.7367 | 3820247.8856 | 3570487.3044 | 3320469.4533 | 3146605.0222 | 3048636.7311 | 2950668.44 | 2852700.1489 | 2754731.8578 | 2656763.5667 | 2558795.2756 | 2460826.9844 | 2362858.6933 | 2264890.4022 | 2166922.1111 | 2068953.82 | 1970985.5289 | 1873017.2378 | 1775048.9467 | 1677080.6556 | 1579112.3644 | 1481144.0733 | 1383175.7822 | 1285207.4911 | 1187239.2 | 1089270.9089 | 991302.6178 | 893334.3267 | 795366.0356
Average Annual Rate Base |  | 7177634.44 | 6892287.8583 | 6561204.4872 | 6253540.0911 | 5966903.455 | 5699255.1439 | 5444856.4978 | 5194801.0917 | 4944813.6756 | 4694924.4594 | 4445035.2433 | 4195146.0272 | 3945256.8111 | 3695367.595 | 3445478.3789 | 3233537.2378 | 3097620.8767 | 2999652.5856 | 2901684.2944 | 2803716.0033 | 2705747.7122 | 2607779.4211 | 2509811.13 | 2411842.8389 | 2313874.5478 | 2215906.2567 | 2117937.9656 | 2019969.6744 | 1922001.3833 | 1824033.0922 | 1726064.8011 | 1628096.51 | 1530128.2189 | 1432159.9278 | 1334191.6367 | 1236223.3456 | 1138255.0544 | 1040286.7633 | 942318.4722 | 844350.1811
Return (Avg. Rate Base*Cost of Capital) | 7.24% | 519660.73 | 499001.64 | 475031.2 | 452756.3 | 432003.81 | 412626.07 | 394207.61 | 376103.6 | 358004.51 | 339912.53 | 321820.55 | 303728.57 | 285636.59 | 267544.61 | 249452.63 | 234108.1 | 224267.75 | 217174.85 | 210081.94 | 202989.04 | 195896.13 | 188803.23 | 181710.33 | 174617.42 | 167524.52 | 160431.61 | 153338.71 | 146245.8 | 139152.9 | 132060 | 124967.09 | 117874.19 | 110781.28 | 103688.38 | 96595.47 | 89502.57 | 82409.67 | 75316.76 | 68223.86 | 61130.95
Property Taxes | 0.7829% | 57083.21 | 57083.21 | 57083.21 | 57083.21 | 57083.21 | 57083.21 | 57083.21 | 57083.21 | 57083.21 | 57083.21 | 57083.21 | 57083.21 | 57083.21 | 57083.21 | 57083.21 | 57083.21 | 57083.21 | 57083.21 | 57083.21 | 57083.21 | 57083.21 | 57083.21 | 57083.21 | 57083.21 | 57083.21 | 0 | 0 | 0 | 0 | 0 | 0 | 0 | 0 | 0 | 0 | 0 | 0 | 0 | 0 | 0
| 0% | 1 2018: 0; 2 2019: 0; 3 2020: 0; 4 2021: 0; 5 2022: 0; 6 2023: 0; 7 2024: 0; 8 2025: 0; 9 2026: 0; 10 2027: 0; 11 2028: 0; 12 2029: 0; 13 2030: 0; 14 2031: 0; 15 2032: 0; 16 2033: 0; 17 2034: 0; 18 2035: 0; 19 2036: 0; 20 2037: 0; 21 2038: 0
Depreciation |  | 150720.4511 | 150720.4511 | 150720.4511 | 150720.4511 | 150720.4511 | 150720.4511 | 150720.4511 | 150720.4511 | 150720.4511 | 150720.4511 | 150720.4511 | 150720.4511 | 150720.4511 | 150720.4511 | 150720.4511 | 150720.4511 | 150720.4511 | 150720.4511 | 150720.4511 | 150720.4511 | 150720.4511 | 150720.4511 | 150720.4511 | 150720.4511 | 150720.4511 | 150720.4511 | 150720.4511 | 150720.4511 | 150720.4511 | 150720.4511 | 150720.4511 | 150720.4511 | 150720.4511 | 150720.4511 | 150720.4511 | 150720.4511 | 150720.4511 | 150720.4511 | 150720.4511 | 150720.4511
Deferred Income Taxes @ 35% |  | 76514.66 | 192737.61 | 167988.23 | 145899.66 | 125932.71 | 107923.01 | 99433.38 | 99236.53 | 99297.4 | 99040.13 | 99297.4 | 99040.13 | 99297.4 | 99040.13 | 99297.4 | 23143.98 | -52752.16 | -52752.16 | -52752.16 | -52752.16 | -52752.16 | -52752.16 | -52752.16 | -52752.16 | -52752.16 | -52752.16 | -52752.16 | -52752.16 | -52752.16 | -52752.16 | -52752.16 | -52752.16 | -52752.16 | -52752.16 | -52752.16 | -52752.16 | -52752.16 | -52752.16 | -52752.16 | -52752.16
Income Taxes |  | 1 2018: 105907.68; 2 2019: -17567.47; 3 2020: -1232.69; 4 2021: 13036.47; 5 2022: 25718.44; 6 2023: 36925.75; 7 2024: 38949.75; 8 2025: 32791.34; 9 2026: 26376.94; 10 2027: 20283.19; 11 2028: 13674.87; 12 2029: 7581.13; 13 2030: 972.81; 14 2031: -5120.93; 15 2032: -11729.25; 16 2033: 59037.61; 17 2034: 131479.38; 18 2035: 128989.48; 19 2036: 126499.58; 20 2037: 124009.68; 21 2038: 121519.78
Total Revenue Requirement |  | 909886.7311 | 881975.4411 | 849590.4011 | 819496.0911 | 791458.6211 | 765278.4911 | 740394.4011 | 715935.1311 | 691482.5111 | 667039.5111 | 642596.4811 | 618153.4911 | 593710.4611 | 569267.4711 | 544824.4411 | 524093.3511 | 510798.6311 | 501215.8311 | 491633.0211 | 482050.2211 | 472467.4111 | 343854.7311 | 336761.8311 | 329668.9211 | 322576.0211 | 258399.9011 | 251307.0011 | 244214.0911 | 237121.1911 | 230028.2911 | 222935.3811 | 215842.4811 | 208749.5711 | 201656.6711 | 194563.7611 | 187470.8611 | 180377.9611 | 173285.0511 | 166192.1511 | 159099.2411
Income Taxes:
Revenues |  | 909886.7311 | 881975.4411 | 849590.4011 | 819496.0911 | 791458.6211 | 765278.4911 | 740394.4011 | 715935.1311 | 691482.5111 | 667039.5111 | 642596.4811 | 618153.4911 | 593710.4611 | 569267.4711 | 544824.4411 | 524093.3511 | 510798.6311 | 501215.8311 | 491633.0211 | 482050.2211 | 472467.4111 | 343854.7311 | 336761.8311 | 329668.9211 | 322576.0211 | 258399.9011 | 251307.0011 | 244214.0911 | 237121.1911 | 230028.2911 | 222935.3811 | 215842.4811 | 208749.5711 | 201656.6711 | 194563.7611 | 187470.8611 | 180377.9611 | 173285.0511 | 166192.1511 | 159099.2411
Property Taxes |  | 57083.21 | 57083.21 | 57083.21 | 57083.21 | 57083.21 | 57083.21 | 57083.21 | 57083.21 | 57083.21 | 57083.21 | 57083.21 | 57083.21 | 57083.21 | 57083.21 | 57083.21 | 57083.21 | 57083.21 | 57083.21 | 57083.21 | 57083.21 | 57083.21 | 57083.21 | 57083.21 | 57083.21 | 57083.21 | 0 | 0 | 0 | 0 | 0 | 0 | 0 | 0 | 0 | 0 | 0 | 0 | 0 | 0 | 0
|  | 0 | 0 | 0 | 0 | 0 | 0 | 0 | 0 | 0 | 0 | 0 | 0 | 0 | 0 | 0 | 0 | 0 | 0 | 0 | 0 | 0
MACRS
yes
Tax Depreciation | 15 | 367535.8 | 698318.02 | 628486.22 | 566005.13 | 509404.62 | 457949.61 | 433692.24 | 433692.24 | 434427.32 | 433692.24 | 434427.32 | 433692.24 | 434427.32 | 433692.24 | 434427.32 | 216846.12 | 0 | 0 | 0 | 0 | 0 | 0 | 0 | 0 | 0 | 0 | 0 | 0 | 0 | 0 | 0 | 0 | 0 | 0 | 0 | 0 | 0 | 0 | 0 | 0
Tax Depreciation | 7 | 1797.97 | 3081.33 | 2200.59 | 1571.49 | 1123.57 | 1122.31 | 1123.57 | 561.16 | 0 | 0 | 0 | 0 | 0 | 0 | 0 | 0 | 0 | 0 | 0 | 0 | 0 | 0 | 0 | 0 | 0 | 0 | 0 | 0 | 0 | 0 | 0 | 0 | 0 | 0 | 0 | 0 | 0 | 0 | 0 | 0
|  | 0 | 0 | 0 | 0 | 0 | 0 | 0 | 0 | 0 | 0 | 0 | 0 | 0 | 0 | 0 | 0 | 0 | 0 | 0 | 0 | 0 | 0 | 0 | 0 | 0 | 0 | 0 | 0 | 0 | 0 | 0 | 0 | 0 | 0 | 0 | 0 | 0 | 0 | 0 | 0
Interest Expense (Based on Avg. Rate Base) | 2.52% | 180876.39 | 173685.65 | 165342.35 | 157589.21 | 150365.97 | 143621.23 | 137210.38 | 130908.99 | 124609.3 | 118312.1 | 112014.89 | 105717.68 | 99420.47 | 93123.26 | 86826.06 | 81485.14 | 78060.05 | 75591.25 | 73122.44 | 70653.64 | 68184.84 | 65716.04 | 63247.24 | 60778.44 | 58309.64 | 55840.84 | 53372.04 | 50903.24 | 48434.43 | 45965.63 | 43496.83 | 41028.03 | 38559.23 | 36090.43 | 33621.63 | 31152.83 | 28684.03 | 26215.23 | 23746.43 | 21277.62
Federal Taxable Income |  | 302593.3611 | -50192.7689 | -3521.9689 | 37247.0511 | 73481.2511 | 105502.1311 | 111285.0011 | 93689.5311 | 75362.6811 | 57951.9611 | 39071.0611 | 21660.3611 | 2779.4611 | -14631.2389 | -33512.1489 | 168678.8811 | 375655.3711 | 368541.3711 | 361427.3711 | 354313.3711 | 347199.3611 | 221055.4811 | 216431.3811 | 211807.2711 | 207183.1711 | 202559.0611 | 197934.9611 | 193310.8511 | 188686.7611 | 184062.6611 | 179438.5511 | 174814.4511 | 170190.3411 | 165566.2411 | 160942.1311 | 156318.0311 | 151693.9311 | 147069.8211 | 142445.7211 | 137821.6211
Federal Income Tax @ 35% | 35% | 105907.68 | -17567.47 | -1232.69 | 13036.47 | 25718.44 | 36925.75 | 38949.75 | 32791.34 | 26376.94 | 20283.19 | 13674.87 | 7581.13 | 972.81 | -5120.93 | -11729.25 | 59037.61 | 131479.38 | 128989.48 | 126499.58 | 124009.68 | 121519.78 | 77369.42 | 75750.98 | 74132.54 | 72514.11 | 70895.67 | 69277.24 | 67658.8 | 66040.37 | 64421.93 | 62803.49 | 61185.06 | 59566.62 | 57948.18 | 56329.75 | 54711.31 | 53092.88 | 51474.44 | 49856 | 48237.57
Federal Taxable Income |  | 302593.3611 | -50192.7689 | -3521.9689 | 37247.0511 | 73481.2511 | 105502.1311 | 111285.0011 | 93689.5311 | 75362.6811 | 57951.9611 | 39071.0611 | 21660.3611 | 2779.4611 | -14631.2389 | -33512.1489 | 168678.8811 | 375655.3711 | 368541.3711 | 361427.3711 | 354313.3711 | 347199.3611 | 221055.4811 | 216431.3811 | 211807.2711 | 207183.1711 | 202559.0611 | 197934.9611 | 193310.8511 | 188686.7611 | 184062.6611 | 179438.5511 | 174814.4511 | 170190.3411 | 165566.2411 | 160942.1311 | 156318.0311 | 151693.9311 | 147069.8211 | 142445.7211 | 137821.6211
Juhl Wind Interconnection Costs (60MW)
20-year PMT of the NPV of Rev Req Cost |  | 1 2018: 787060.5672
Levelized Cost per MW |  | 1 2018: 2.8394
Brule County Facilities Study - Draft |  | 2 2019: Davison County Facilities Study - Draft; 9 2026: Aurora County Facilities Study - Draft

## Depr
Book Depreciation
| Network Plant: |  | Basis | tax life | Book Life |  | 2018 | 2019 | 2020 | 2021 | 2022 | 2023 | 2024 | 2025 | 2026 | 2027 | 2028 | 2029 | 2030 | 2031 | 2032 | 2033 | 2034 | 2035 | 2036 | 2037 | 2038 | 2039 | 2040 | 2041 | 2042 | 2043 | 2044 | 2045 | 2046 | 2047 | 2048 | 2049 | 2050 | 2051 | 2052 | 2053 | 2054 | 2055 | 2056 | 2057
| Transmission |  | 434677 | 15 | 50 |  | 8693.54 | 8693.54 | 8693.54 | 8693.54 | 8693.54 | 8693.54 | 8693.54 | 8693.54 | 8693.54 | 8693.54 | 8693.54 | 8693.54 | 8693.54 | 8693.54 | 8693.54 | 8693.54 | 8693.54 | 8693.54 | 8693.54 | 8693.54 | 8693.54 | 8693.54 | 8693.54 | 8693.54 | 8693.54 | 8693.54 | 8693.54 | 8693.54 | 8693.54 | 8693.54 | 8693.54 | 8693.54 | 8693.54 | 8693.54 | 8693.54 | 8693.54 | 8693.54 | 8693.54 | 8693.54 | 8693.54
| Metering |  | 0 | 15
| Lands & Permitting |  | 465364 | 0 | 0
| Substation/Relaying |  | 6359143 | 15 | 45 |  | 141314.2889 | 141314.2889 | 141314.2889 | 141314.2889 | 141314.2889 | 141314.2889 | 141314.2889 | 141314.2889 | 141314.2889 | 141314.2889 | 141314.2889 | 141314.2889 | 141314.2889 | 141314.2889 | 141314.2889 | 141314.2889 | 141314.2889 | 141314.2889 | 141314.2889 | 141314.2889 | 141314.2889 | 141314.2889 | 141314.2889 | 141314.2889 | 141314.2889 | 141314.2889 | 141314.2889 | 141314.2889 | 141314.2889 | 141314.2889 | 141314.2889 | 141314.2889 | 141314.2889 | 141314.2889 | 141314.2889 | 141314.2889 | 141314.2889 | 141314.2889 | 141314.2889 | 141314.2889
| EMS & Communications |  | 32068 | 7 | 45 |  | 712.6222 | 712.6222 | 712.6222 | 712.6222 | 712.6222 | 712.6222 | 712.6222 | 712.6222 | 712.6222 | 712.6222 | 712.6222 | 712.6222 | 712.6222 | 712.6222 | 712.6222 | 712.6222 | 712.6222 | 712.6222 | 712.6222 | 712.6222 | 712.6222 | 712.6222 | 712.6222 | 712.6222 | 712.6222 | 712.6222 | 712.6222 | 712.6222 | 712.6222 | 712.6222 | 712.6222 | 712.6222 | 712.6222 | 712.6222 | 712.6222 | 712.6222 | 712.6222 | 712.6222 | 712.6222 | 712.6222
|  |  | 7291252 |  |  |  | 150720.4511 | 150720.4511 | 150720.4511 | 150720.4511 | 150720.4511 | 150720.4511 | 150720.4511 | 150720.4511 | 150720.4511 | 150720.4511 | 150720.4511 | 150720.4511 | 150720.4511 | 150720.4511 | 150720.4511 | 150720.4511 | 150720.4511 | 150720.4511 | 150720.4511 | 150720.4511 | 150720.4511 | 150720.4511 | 150720.4511 | 150720.4511 | 150720.4511 | 150720.4511 | 150720.4511 | 150720.4511 | 150720.4511 | 150720.4511 | 150720.4511 | 150720.4511 | 150720.4511 | 150720.4511 | 150720.4511 | 150720.4511 | 150720.4511 | 150720.4511 | 150720.4511 | 150720.4511
Tax Depreciation |  | MACRS
Tax Depreciation - Yrs |  | 15
| Annual | 1 | 2 | 3 | 4 | 5 | 6 | 7 | 8 | 9 | 10 | 11 | 12 | 13 | 14 | 15 | 16 | 17 | 18 | 19 | 20 | 21 | 22 | 23 | 24 | 25 | 26 | 27 | 28 | 29 | 30
Vintage Yr | Expenditure | 2017 | 2018 | 2019 | 2020 | 2021 | 2022 | 2023 | 2024 | 2025 | 2026 | 2027 | 2028 | 2029 | 2030 | 2031 | 2032 | 2033 | 2034 | 2035 | 2036 | 2037 | 2038 | 2039 | 2040 | 2041 | 2042 | 2043 | 2044 | 2045 | 2046
2017 | 6793820 | 339691 | 645412.9 | 580871.61 | 523124.14 | 470811.73 | 423254.99 | 400835.38 | 400835.38 | 401514.76 | 400835.38 | 401514.76 | 400835.38 | 401514.76 | 400835.38 | 401514.76 | 200417.69 | 0 | 0 | 0 | 0 | 0 | #REF! | #REF! | #REF! | #REF! | #REF! | #REF! | #REF! | #REF! | #REF!
2018 | 0 |  | 0 | 0 | 0 | 0 | 0 | 0 | 0 | 0 | 0 | 0 | 0 | 0 | 0 | 0 | 0 | 0 | 0 | 0 | 0 | 0 | 0 | #REF! | #REF! | #REF! | #REF! | #REF! | #REF! | #REF! | #REF!
2019 | 0 |  |  | 0 | 0 | 0 | 0 | 0 | 0 | 0 | 0 | 0 | 0 | 0 | 0 | 0 | 0 | 0 | 0 | 0 | 0 | 0 | 0 | 0 | #REF! | #REF! | #REF! | #REF! | #REF! | #REF! | #REF!
2020 | 0 |  |  |  | 0 | 0 | 0 | 0 | 0 | 0 | 0 | 0 | 0 | 0 | 0 | 0 | 0 | 0 | 0 | 0 | 0 | 0 | 0 | 0 | 0 | #REF! | #REF! | #REF! | #REF! | #REF! | #REF!
2021 | 0 |  |  |  |  | 0 | 0 | 0 | 0 | 0 | 0 | 0 | 0 | 0 | 0 | 0 | 0 | 0 | 0 | 0 | 0 | 0 | 0 | 0 | 0 | 0 | #REF! | #REF! | #REF! | #REF! | #REF!
2022 | 0 | [5 empty] | 0 | 0 | 0 | 0 | 0 | 0 | 0 | 0 | 0 | 0 | 0 | 0 | 0 | 0 | 0 | 0 | 0 | 0 | 0 | 0 | 0 | #REF! | #REF! | #REF! | #REF!
2023 | 0 | [6 empty] | 0 | 0 | 0 | 0 | 0 | 0 | 0 | 0 | 0 | 0 | 0 | 0 | 0 | 0 | 0 | 0 | 0 | 0 | 0 | 0 | 0 | #REF! | #REF! | #REF!
2024 | 0 | [7 empty] | 0 | 0 | 0 | 0 | 0 | 0 | 0 | 0 | 0 | 0 | 0 | 0 | 0 | 0 | 0 | 0 | 0 | 0 | 0 | 0 | 0 | #REF! | #REF!
2025 | 0 | [8 empty] | 0 | 0 | 0 | 0 | 0 | 0 | 0 | 0 | 0 | 0 | 0 | 0 | 0 | 0 | 0 | 0 | 0 | 0 | 0 | 0 | 0 | #REF!
2026 | 0 | [9 empty] | 0 | 0 | 0 | 0 | 0 | 0 | 0 | 0 | 0 | 0 | 0 | 0 | 0 | 0 | 0 | 0 | 0 | 0 | 0 | 0 | 0
2027 | 0 | [10 empty] | 0 | 0 | 0 | 0 | 0 | 0 | 0 | 0 | 0 | 0 | 0 | 0 | 0 | 0 | 0 | 0 | 0 | 0 | 0 | 0
2028 | 0 | [11 empty] | 0 | 0 | 0 | 0 | 0 | 0 | 0 | 0 | 0 | 0 | 0 | 0 | 0 | 0 | 0 | 0 | 0 | 0 | 0
2029 | 0 | [12 empty] | 0 | 0 | 0 | 0 | 0 | 0 | 0 | 0 | 0 | 0 | 0 | 0 | 0 | 0 | 0 | 0 | 0 | 0
2030 | 0 | 2030: 0; 2031: 0; 2032: 0; 2033: 0; 2034: 0; 2035: 0; 2036: 0; 2037: 0; 2038: 0; 2039: 0; 2040: 0; 2041: 0; 2042: 0; 2043: 0; 2044: 0; 2045: 0; 2046: 0
2031 | 0 | 2031: 0; 2032: 0; 2033: 0; 2034: 0; 2035: 0; 2036: 0; 2037: 0; 2038: 0; 2039: 0; 2040: 0; 2041: 0; 2042: 0; 2043: 0; 2044: 0; 2045: 0; 2046: 0
2032 | 0 | 2032: 0; 2033: 0; 2034: 0; 2035: 0; 2036: 0; 2037: 0; 2038: 0; 2039: 0; 2040: 0; 2041: 0; 2042: 0; 2043: 0; 2044: 0; 2045: 0; 2046: 0
2033 | 0 | 2033: 0; 2034: 0; 2035: 0; 2036: 0; 2037: 0; 2038: 0; 2039: 0; 2040: 0; 2041: 0; 2042: 0; 2043: 0; 2044: 0; 2045: 0; 2046: 0
2034 | 0 | 2034: 0; 2035: 0; 2036: 0; 2037: 0; 2038: 0; 2039: 0; 2040: 0; 2041: 0; 2042: 0; 2043: 0; 2044: 0; 2045: 0; 2046: 0
2035 | 0 | 2035: 0; 2036: 0; 2037: 0; 2038: 0; 2039: 0; 2040: 0; 2041: 0; 2042: 0; 2043: 0; 2044: 0; 2045: 0; 2046: 0
2036 | 0 | 2036: 0; 2037: 0; 2038: 0; 2039: 0; 2040: 0; 2041: 0; 2042: 0; 2043: 0; 2044: 0; 2045: 0; 2046: 0
2037 | 0 | 2037: 0; 2038: 0; 2039: 0; 2040: 0; 2041: 0; 2042: 0; 2043: 0; 2044: 0; 2045: 0; 2046: 0
2038 | 0 | 2038: 0; 2039: 0; 2040: 0; 2041: 0; 2042: 0; 2043: 0; 2044: 0; 2045: 0; 2046: 0
2039 | 0 | 2039: 0; 2040: 0; 2041: 0; 2042: 0; 2043: 0; 2044: 0; 2045: 0; 2046: 0
2040 | 0 | 2040: 0; 2041: 0; 2042: 0; 2043: 0; 2044: 0; 2045: 0; 2046: 0
2041 | 0 | 2041: 0; 2042: 0; 2043: 0; 2044: 0; 2045: 0; 2046: 0
2042 | 0 | 2042: 0; 2043: 0; 2044: 0; 2045: 0; 2046: 0
2043 | 0 | 2043: 0; 2044: 0; 2045: 0; 2046: 0
2044 | 0 | 2044: 0; 2045: 0; 2046: 0
2045 | 0 | 2045: 0; 2046: 0
2046 | 0 | 2046: 0
Total | 6793820 | 339691 | 645412.9 | 580871.61 | 523124.14 | 470811.73 | 423254.99 | 400835.38 | 400835.38 | 401514.76 | 400835.38 | 401514.76 | 400835.38 | 401514.76 | 400835.38 | 401514.76 | 200417.69 | 0 | 0 | 0 | 0 | 0 | #REF! | #REF! | #REF! | #REF! | #REF! | #REF! | #REF! | #REF! | #REF!
Tax Depreciation |  | 2017: MACRS
Tax Depreciation - Yrs |  | 2017: 7
| Annual | 1 | 2 | 3 | 4 | 5 | 6 | 7 | 8 | 9 | 10 | 11 | 12 | 13 | 14 | 15 | 16 | 17 | 18 | 19 | 20 | 21 | 22 | 23 | 24 | 25 | 26 | 27 | 28 | 29 | 30
Vintage Yr | Expenditure | 2017 | 2018 | 2019 | 2020 | 2021 | 2022 | 2023 | 2024 | 2025 | 2026 | 2027 | 2028 | 2029 | 2030 | 2031 | 2032 | 2033 | 2034 | 2035 | 2036 | 2037 | 2038 | 2039 | 2040 | 2041 | 2042 | 2043 | 2044 | 2045 | 2046
2017 | 32068 | 4582.52 | 7853.45 | 5608.69 | 4005.29 | 2863.67 | 2860.47 | 2863.67 | 1430.23 | #REF! | #REF! | #REF! | #REF! | #REF! | #REF! | #REF! | #REF! | #REF! | #REF! | #REF! | #REF! | #REF! | #REF! | #REF! | #REF! | #REF! | #REF! | #REF! | #REF! | #REF! | #REF!
2018 | 0 |  | 0 | 0 | 0 | 0 | 0 | 0 | 0 | 0 | #REF! | #REF! | #REF! | #REF! | #REF! | #REF! | #REF! | #REF! | #REF! | #REF! | #REF! | #REF! | #REF! | #REF! | #REF! | #REF! | #REF! | #REF! | #REF! | #REF! | #REF!
2019 | 0 |  |  | 0 | 0 | 0 | 0 | 0 | 0 | 0 | 0 | #REF! | #REF! | #REF! | #REF! | #REF! | #REF! | #REF! | #REF! | #REF! | #REF! | #REF! | #REF! | #REF! | #REF! | #REF! | #REF! | #REF! | #REF! | #REF! | #REF!
2020 | 0 |  |  |  | 0 | 0 | 0 | 0 | 0 | 0 | 0 | 0 | #REF! | #REF! | #REF! | #REF! | #REF! | #REF! | #REF! | #REF! | #REF! | #REF! | #REF! | #REF! | #REF! | #REF! | #REF! | #REF! | #REF! | #REF! | #REF!
2021 | 0 |  |  |  |  | 0 | 0 | 0 | 0 | 0 | 0 | 0 | 0 | #REF! | #REF! | #REF! | #REF! | #REF! | #REF! | #REF! | #REF! | #REF! | #REF! | #REF! | #REF! | #REF! | #REF! | #REF! | #REF! | #REF! | #REF!
2022 | 0 | [5 empty] | 0 | 0 | 0 | 0 | 0 | 0 | 0 | 0 | #REF! | #REF! | #REF! | #REF! | #REF! | #REF! | #REF! | #REF! | #REF! | #REF! | #REF! | #REF! | #REF! | #REF! | #REF! | #REF! | #REF!
2023 | 0 | [6 empty] | 0 | 0 | 0 | 0 | 0 | 0 | 0 | 0 | #REF! | #REF! | #REF! | #REF! | #REF! | #REF! | #REF! | #REF! | #REF! | #REF! | #REF! | #REF! | #REF! | #REF! | #REF! | #REF!
2024 | 0 | [7 empty] | 0 | 0 | 0 | 0 | 0 | 0 | 0 | 0 | #REF! | #REF! | #REF! | #REF! | #REF! | #REF! | #REF! | #REF! | #REF! | #REF! | #REF! | #REF! | #REF! | #REF! | #REF!
2025 | 0 | [8 empty] | 0 | 0 | 0 | 0 | 0 | 0 | 0 | 0 | #REF! | #REF! | #REF! | #REF! | #REF! | #REF! | #REF! | #REF! | #REF! | #REF! | #REF! | #REF! | #REF! | #REF!
2026 | 0 | [9 empty] | 0 | 0 | 0 | 0 | 0 | 0 | 0 | 0 | #REF! | #REF! | #REF! | #REF! | #REF! | #REF! | #REF! | #REF! | #REF! | #REF! | #REF! | #REF! | #REF!
2027 | 0 | [10 empty] | 0 | 0 | 0 | 0 | 0 | 0 | 0 | 0 | #REF! | #REF! | #REF! | #REF! | #REF! | #REF! | #REF! | #REF! | #REF! | #REF! | #REF! | #REF!
2028 | 0 | [11 empty] | 0 | 0 | 0 | 0 | 0 | 0 | 0 | 0 | #REF! | #REF! | #REF! | #REF! | #REF! | #REF! | #REF! | #REF! | #REF! | #REF! | #REF!
2029 | 0 | [12 empty] | 0 | 0 | 0 | 0 | 0 | 0 | 0 | 0 | #REF! | #REF! | #REF! | #REF! | #REF! | #REF! | #REF! | #REF! | #REF! | #REF!
2030 | 0 | 2030: 0; 2031: 0; 2032: 0; 2033: 0; 2034: 0; 2035: 0; 2036: 0; 2037: 0; 2038: #REF!; 2039: #REF!; 2040: #REF!; 2041: #REF!; 2042: #REF!; 2043: #REF!; 2044: #REF!; 2045: #REF!; 2046: #REF!
2031 | 0 | 2031: 0; 2032: 0; 2033: 0; 2034: 0; 2035: 0; 2036: 0; 2037: 0; 2038: 0; 2039: #REF!; 2040: #REF!; 2041: #REF!; 2042: #REF!; 2043: #REF!; 2044: #REF!; 2045: #REF!; 2046: #REF!
2032 | 0 | 2032: 0; 2033: 0; 2034: 0; 2035: 0; 2036: 0; 2037: 0; 2038: 0; 2039: 0; 2040: #REF!; 2041: #REF!; 2042: #REF!; 2043: #REF!; 2044: #REF!; 2045: #REF!; 2046: #REF!
2033 | 0 | 2033: 0; 2034: 0; 2035: 0; 2036: 0; 2037: 0; 2038: 0; 2039: 0; 2040: 0; 2041: #REF!; 2042: #REF!; 2043: #REF!; 2044: #REF!; 2045: #REF!; 2046: #REF!
2034 | 0 | 2034: 0; 2035: 0; 2036: 0; 2037: 0; 2038: 0; 2039: 0; 2040: 0; 2041: 0; 2042: #REF!; 2043: #REF!; 2044: #REF!; 2045: #REF!; 2046: #REF!
2035 | 0 | 2035: 0; 2036: 0; 2037: 0; 2038: 0; 2039: 0; 2040: 0; 2041: 0; 2042: 0; 2043: #REF!; 2044: #REF!; 2045: #REF!; 2046: #REF!
2036 | 0 | 2036: 0; 2037: 0; 2038: 0; 2039: 0; 2040: 0; 2041: 0; 2042: #REF!; 2043: #REF!; 2044: #REF!; 2045: #REF!; 2046: #REF!
2037 | 0 | 2037: 0; 2038: 0; 2039: 0; 2040: 0; 2041: 0; 2042: 0; 2043: 0; 2044: 0; 2045: #REF!; 2046: #REF!
2038 | 0 | 2038: 0; 2039: 0; 2040: 0; 2041: 0; 2042: 0; 2043: 0; 2044: 0; 2045: 0; 2046: #REF!
2039 | 0 | 2039: 0; 2040: 0; 2041: 0; 2042: 0; 2043: 0; 2044: 0; 2045: 0; 2046: 0
2040 | 0 | 2040: 0; 2041: 0; 2042: 0; 2043: 0; 2044: 0; 2045: 0; 2046: 0
2041 | 0 | 2041: 0; 2042: 0; 2043: 0; 2044: 0; 2045: 0; 2046: 0
2042 | 0 | 2042: 0; 2043: 0; 2044: 0; 2045: 0; 2046: 0
2043 | 0 | 2043: 0; 2044: 0; 2045: 0; 2046: 0
2044 | 0 | 2044: 0; 2045: 0; 2046: 0
2045 | 0 | 2045: 0; 2046: 0
2046 | 0 | 2046: 0
Total | 32068 | 4582.52 | 7853.45 | 5608.69 | 4005.29 | 2863.67 | 2860.47 | 2863.67 | 1430.23 | #REF! | #REF! | #REF! | #REF! | #REF! | #REF! | #REF! | #REF! | #REF! | #REF! | #REF! | #REF! | #REF! | #REF! | #REF! | #REF! | #REF! | #REF! | #REF! | #REF! | #REF! | #REF!

## Forward Curve
| peak | off peak | EIA Escalation |  | Forward curves taken from InterContintal Exchange on June 23, 2016.
2016-06-01 | 28.4 | 17.9 | 2019 | 9.36% | Denotes future prices from ICE
2016-07-01 | 26.15 | 19.5 | 2020 | 8.982% | Denotes escalation per EIA
2016-08-01 | 28.3 | 18.4 | 2021 | 4.945%
2016-09-01 | 25.45 | 14.35 | 2022 | 3.552%
2016-10-01 | 22.6 | 14.9 | 2023 | 6.201%
2016-11-01 | 22.8 | 15.9 | 2024 | 4.598%
2016-12-01 | 25.3 | 17.2 | 2025 | 4.797%
2017-01-01 | 29.75 | 25.7 | 2026 | 1.908%
2017-02-01 | 28.35 | 22.3 | 2027 | 0.00289%
2017-03-01 | 24.1 | 20 | 2028 | 1.056%
2017-04-01 | 23.8 | 14.45 | 2029 | 1.094%
2017-05-01 | 23.1 | 17.15 | 2030 | 1.694%
2017-06-01 | 23 | 15.8 | 2031 | 2.586%
2017-07-01 | 28.75 | 18.7 | 2032 | 4.517%
2017-08-01 | 26.75 | 16.25 | 2033 | 3.184%
2017-09-01 | 22.3 | 15.8 | 2034 | 3.126%
2017-10-01 | 20.65 | 16.65 | 2035 | 2.206%
2017-11-01 | 21.25 | 16.35 | 2036 | 0.8074%
2017-12-01 | 23.3 | 18.7 | 2037 | 2.579%
2018-01-01 | 34.9 | 25.35 | 2038 | 2.653%
2018-02-01 | 32.6 | 22.95 | 2039 | 2.285%
2018-03-01 | 26.75 | 18.55 | 2040 | 0.849%
2018-04-01 | 24.3 | 17.8
2018-05-01 | 25.4 | 14.35
2018-06-01 | 25.35 | 16.2
2018-07-01 | 32 | 16.65
2018-08-01 | 29 | 16.25
2018-09-01 | 24.65 | 15.55
2018-10-01 | 23.95 | 15.85
2018-11-01 | 24.3 | 16.2
2018-12-01 | 26.3 | 17.6
2019-01-01 | 38.1666 | 27.7227
2019-02-01 | 35.6513 | 25.0981
2019-03-01 | 29.2538 | 20.2862
2019-04-01 | 26.5744 | 19.466
2019-05-01 | 27.7774 | 15.6931
2019-06-01 | 27.7227 | 17.7163
2019-07-01 | 34.9951 | 18.2084
2019-08-01 | 31.7144 | 17.771
2019-09-01 | 26.9572 | 17.0055
2019-10-01 | 26.1917 | 17.3335
2019-11-01 | 26.5744 | 17.7163
2019-12-01 | 28.7616 | 19.2473
2020-01-01 | 41.5946 | 30.2127
2020-02-01 | 38.8534 | 27.3523
2020-03-01 | 31.8812 | 22.1083
2020-04-01 | 28.9613 | 21.2144
2020-05-01 | 30.2723 | 17.1026
2020-06-01 | 30.2127 | 19.3075
2020-07-01 | 38.1383 | 19.8438
2020-08-01 | 34.5628 | 19.3671
2020-09-01 | 29.3784 | 18.5328
2020-10-01 | 28.5441 | 18.8904
2020-11-01 | 28.9613 | 19.3075
2020-12-01 | 31.3449 | 20.9761
2021-01-01 | 43.6514 | 31.7067
2021-02-01 | 40.7747 | 28.7049
2021-03-01 | 33.4578 | 23.2015
2021-04-01 | 30.3934 | 22.2635
2021-05-01 | 31.7692 | 17.9484
2021-06-01 | 31.7067 | 20.2623
2021-07-01 | 40.0242 | 20.8251
2021-08-01 | 36.272 | 20.3248
2021-09-01 | 30.8312 | 19.4493
2021-10-01 | 29.9556 | 19.8245
2021-11-01 | 30.3934 | 20.2623
2021-12-01 | 32.8949 | 22.0133
2022-01-01 | 45.2021 | 32.8331
2022-02-01 | 42.2232 | 29.7246
2022-03-01 | 34.6463 | 24.0258
2022-04-01 | 31.4731 | 23.0544
2022-05-01 | 32.8978 | 18.586
2022-06-01 | 32.8331 | 20.9821
2022-07-01 | 41.4461 | 21.5649
2022-08-01 | 37.5605 | 21.0468
2022-09-01 | 31.9264 | 20.1402
2022-10-01 | 31.0198 | 20.5288
2022-11-01 | 31.4731 | 20.9821
2022-12-01 | 34.0635 | 22.7953
2023-01-01 | 48.005 | 34.8689
2023-02-01 | 44.8413 | 31.5677
2023-03-01 | 36.7946 | 25.5155
2023-04-01 | 33.4247 | 24.4839
2023-05-01 | 34.9377 | 19.7384
2023-06-01 | 34.8689 | 22.2831
2023-07-01 | 44.016 | 22.9021
2023-08-01 | 39.8895 | 22.3519
2023-09-01 | 33.9061 | 21.389
2023-10-01 | 32.9432 | 21.8017
2023-11-01 | 33.4247 | 22.2831
2023-12-01 | 36.1757 | 24.2088
2024-01-01 | 50.2124 | 36.4723
2024-02-01 | 46.9032 | 33.0193
2024-03-01 | 38.4866 | 26.6888
2024-04-01 | 34.9616 | 25.6097
2024-05-01 | 36.5442 | 20.6461
2024-06-01 | 36.4723 | 23.3077
2024-07-01 | 46.04 | 23.9552
2024-08-01 | 41.7237 | 23.3797
2024-09-01 | 35.4652 | 22.3726
2024-10-01 | 34.4581 | 22.8042
2024-11-01 | 34.9616 | 23.3077
2024-12-01 | 37.8391 | 25.322
2025-01-01 | 52.6211 | 38.2219
2025-02-01 | 49.1533 | 34.6033
2025-03-01 | 40.3328 | 27.9691
2025-04-01 | 36.6388 | 26.8383
2025-05-01 | 38.2973 | 21.6365
2025-06-01 | 38.2219 | 24.4258
2025-07-01 | 48.2486 | 25.1043
2025-08-01 | 43.7253 | 24.5012
2025-09-01 | 37.1665 | 23.4458
2025-10-01 | 36.1111 | 23.8981
2025-11-01 | 36.6388 | 24.4258
2025-12-01 | 39.6543 | 26.5367
2026-01-01 | 53.6253 | 38.9514
2026-02-01 | 50.0913 | 35.2637
2026-03-01 | 41.1025 | 28.5029
2026-04-01 | 37.338 | 27.3505
2026-05-01 | 39.0282 | 22.0494
2026-06-01 | 38.9514 | 24.892
2026-07-01 | 49.1694 | 25.5834
2026-08-01 | 44.5597 | 24.9688
2026-09-01 | 37.8758 | 23.8932
2026-10-01 | 36.8002 | 24.3542
2026-11-01 | 37.338 | 24.892
2026-12-01 | 40.4111 | 27.0432
2027-01-01 | 53.6269 | 38.9525
2027-02-01 | 50.0927 | 35.2647
2027-03-01 | 41.1037 | 28.5037
2027-04-01 | 37.3391 | 27.3513
2027-05-01 | 39.0293 | 22.05
2027-06-01 | 38.9525 | 24.8927
2027-07-01 | 49.1708 | 25.5842
2027-08-01 | 44.561 | 24.9695
2027-09-01 | 37.8769 | 23.8939
2027-10-01 | 36.8013 | 24.3549
2027-11-01 | 37.3391 | 24.8927
2027-12-01 | 40.4122 | 27.0439
2028-01-01 | 54.1932 | 39.3638
2028-02-01 | 50.6217 | 35.637
2028-03-01 | 41.5377 | 28.8047
2028-04-01 | 37.7333 | 27.6401
2028-05-01 | 39.4414 | 22.2829
2028-06-01 | 39.3638 | 25.1556
2028-07-01 | 49.69 | 25.8543
2028-08-01 | 45.0316 | 25.2332
2028-09-01 | 38.2768 | 24.1462
2028-10-01 | 37.1899 | 24.6121
2028-11-01 | 37.7333 | 25.1556
2028-12-01 | 40.839 | 27.3295
2029-01-01 | 54.7859 | 39.7943
2029-02-01 | 51.1753 | 36.0268
2029-03-01 | 41.992 | 29.1197
2029-04-01 | 38.146 | 27.9424
2029-05-01 | 39.8728 | 22.5266
2029-06-01 | 39.7943 | 25.4307
2029-07-01 | 50.2335 | 26.1371
2029-08-01 | 45.5241 | 25.5092
2029-09-01 | 38.6955 | 24.4103
2029-10-01 | 37.5966 | 24.8813
2029-11-01 | 38.146 | 25.4307
2029-12-01 | 41.2856 | 27.6284
2030-01-01 | 55.7142 | 40.4686
2030-02-01 | 52.0425 | 36.6373
2030-03-01 | 42.7036 | 29.6131
2030-04-01 | 38.7924 | 28.4158
2030-05-01 | 40.5484 | 22.9083
2030-06-01 | 40.4686 | 25.8616
2030-07-01 | 51.0847 | 26.58
2030-08-01 | 46.2955 | 25.9414
2030-09-01 | 39.3511 | 24.8239
2030-10-01 | 38.2337 | 25.3029
2030-11-01 | 38.7924 | 25.8616
2030-12-01 | 41.9852 | 28.0966
2031-01-01 | 57.1552 | 41.5153
2031-02-01 | 53.3885 | 37.5848
2031-03-01 | 43.808 | 30.379
2031-04-01 | 39.7957 | 29.1508
2031-05-01 | 41.5972 | 23.5008
2031-06-01 | 41.5153 | 26.5305
2031-07-01 | 52.4059 | 27.2674
2031-08-01 | 47.4928 | 26.6124
2031-09-01 | 40.3689 | 25.466
2031-10-01 | 39.2225 | 25.9573
2031-11-01 | 39.7957 | 26.5305
2031-12-01 | 43.0711 | 28.8232
2032-01-01 | 59.7367 | 43.3904
2032-02-01 | 55.7999 | 39.2825
2032-03-01 | 45.7867 | 31.7512
2032-04-01 | 41.5932 | 30.4674
2032-05-01 | 43.476 | 24.5622
2032-06-01 | 43.3904 | 27.7288
2032-07-01 | 54.7729 | 28.499
2032-08-01 | 49.638 | 27.8144
2032-09-01 | 42.1923 | 26.6162
2032-10-01 | 40.9941 | 27.1297
2032-11-01 | 41.5932 | 27.7288
2032-12-01 | 45.0165 | 30.1251
2033-01-01 | 61.6385 | 44.7718
2033-02-01 | 57.5764 | 40.5331
2033-03-01 | 47.2444 | 32.762
2033-04-01 | 42.9174 | 31.4374
2033-05-01 | 44.8601 | 25.3442
2033-06-01 | 44.7718 | 28.6116
2033-07-01 | 56.5167 | 29.4063
2033-08-01 | 51.2182 | 28.6999
2033-09-01 | 43.5355 | 27.4636
2033-10-01 | 42.2992 | 27.9934
2033-11-01 | 42.9174 | 28.6116
2033-12-01 | 46.4496 | 31.0842
2034-01-01 | 63.5652 | 46.1713
2034-02-01 | 59.376 | 41.8
2034-03-01 | 48.7211 | 33.7861
2034-04-01 | 44.2588 | 32.42
2034-05-01 | 46.2623 | 26.1364
2034-06-01 | 46.1713 | 29.5059
2034-07-01 | 58.2832 | 30.3255
2034-08-01 | 52.8192 | 29.597
2034-09-01 | 44.8963 | 28.322
2034-10-01 | 43.6214 | 28.8684
2034-11-01 | 44.2588 | 29.5059
2034-12-01 | 47.9015 | 32.0558
2035-01-01 | 64.9677 | 47.19
2035-02-01 | 60.6861 | 42.7223
2035-03-01 | 49.7961 | 34.5315
2035-04-01 | 45.2354 | 33.1354
2035-05-01 | 47.2831 | 26.7131
2035-06-01 | 47.19 | 30.1569
2035-07-01 | 59.5692 | 30.9946
2035-08-01 | 53.9846 | 30.25
2035-09-01 | 45.8869 | 28.9469
2035-10-01 | 44.5838 | 29.5054
2035-11-01 | 45.2354 | 30.1569
2035-12-01 | 48.9584 | 32.7631
2036-01-01 | 65.4922 | 47.571
2036-02-01 | 61.1761 | 43.0672
2036-03-01 | 50.1982 | 34.8103
2036-04-01 | 45.6006 | 33.4029
2036-05-01 | 47.6648 | 26.9287
2036-06-01 | 47.571 | 30.4004
2036-07-01 | 60.0502 | 31.2448
2036-08-01 | 54.4205 | 30.4942
2036-09-01 | 46.2574 | 29.1806
2036-10-01 | 44.9438 | 29.7436
2036-11-01 | 45.6006 | 30.4004
2036-12-01 | 49.3537 | 33.0276
2037-01-01 | 67.1809 | 48.7976
2037-02-01 | 62.7535 | 44.1777
2037-03-01 | 51.4925 | 35.7079
2037-04-01 | 46.7764 | 34.2642
2037-05-01 | 48.8939 | 27.6231
2037-06-01 | 48.7976 | 31.1843
2037-07-01 | 61.5986 | 32.0505
2037-08-01 | 55.8237 | 31.2805
2037-09-01 | 47.4501 | 29.9331
2037-10-01 | 46.1027 | 30.5105
2037-11-01 | 46.7764 | 31.1843
2037-12-01 | 50.6263 | 33.8792
2038-01-01 | 68.9634 | 50.0924
2038-02-01 | 64.4186 | 45.3499
2038-03-01 | 52.8588 | 36.6553
2038-04-01 | 48.0175 | 35.1733
2038-05-01 | 50.1912 | 28.356
2038-06-01 | 50.0924 | 32.0117
2038-07-01 | 63.2329 | 32.9009
2038-08-01 | 57.3049 | 32.1105
2038-09-01 | 48.7091 | 30.7273
2038-10-01 | 47.3259 | 31.3201
2038-11-01 | 48.0175 | 32.0117
2038-12-01 | 51.9696 | 34.7781
2039-01-01 | 70.5391 | 51.2368
2039-02-01 | 65.8904 | 46.386
2039-03-01 | 54.0665 | 37.4928
2039-04-01 | 49.1146 | 35.9769
2039-05-01 | 51.3379 | 29.0039
2039-06-01 | 51.2368 | 32.7431
2039-07-01 | 64.6776 | 33.6526
2039-08-01 | 58.6141 | 32.8441
2039-09-01 | 49.822 | 31.4293
2039-10-01 | 48.4072 | 32.0356
2039-11-01 | 49.1146 | 32.7431
2039-12-01 | 53.1569 | 35.5727
2040-01-01 | 71.138 | 51.6718
2040-02-01 | 66.4498 | 46.7798
2040-03-01 | 54.5255 | 37.8111
2040-04-01 | 49.5316 | 36.2824
2040-05-01 | 51.7738 | 29.2501
2040-06-01 | 51.6718 | 33.0211
2040-07-01 | 65.2268 | 33.9383
2040-08-01 | 59.1118 | 33.123
2040-09-01 | 50.245 | 31.6961
2040-10-01 | 48.8182 | 32.3076
2040-11-01 | 49.5316 | 33.0211
2040-12-01 | 53.6083 | 35.8747

## ICE
Modified on 06/23/2016 at 09:26:24 PM
TRADE DATE | HUB | PRODUCT | STRIP | SETTLEMENT PRICE
2016-06-23 | SPP North DA | Peak Futures | 2016-06-01 | 28.4
2016-06-23 | SPP North DA | Peak Futures | 2016-07-01 | 26.15
2016-06-23 | SPP North DA | Peak Futures | 2016-08-01 | 28.3
2016-06-23 | SPP North DA | Peak Futures | 2016-09-01 | 25.45
2016-06-23 | SPP North DA | Peak Futures | 2016-10-01 | 22.6
2016-06-23 | SPP North DA | Peak Futures | 2016-11-01 | 22.8
2016-06-23 | SPP North DA | Peak Futures | 2016-12-01 | 25.3
2016-06-23 | SPP North DA | Peak Futures | 2017-01-01 | 29.75
2016-06-23 | SPP North DA | Peak Futures | 2017-02-01 | 28.35
2016-06-23 | SPP North DA | Peak Futures | 2017-03-01 | 24.1
2016-06-23 | SPP North DA | Peak Futures | 2017-04-01 | 23.8
2016-06-23 | SPP North DA | Peak Futures | 2017-05-01 | 23.1
2016-06-23 | SPP North DA | Peak Futures | 2017-06-01 | 23
2016-06-23 | SPP North DA | Peak Futures | 2017-07-01 | 28.75
2016-06-23 | SPP North DA | Peak Futures | 2017-08-01 | 26.75
2016-06-23 | SPP North DA | Peak Futures | 2017-09-01 | 22.3
2016-06-23 | SPP North DA | Peak Futures | 2017-10-01 | 20.65
2016-06-23 | SPP North DA | Peak Futures | 2017-11-01 | 21.25
2016-06-23 | SPP North DA | Peak Futures | 2017-12-01 | 23.3
2016-06-23 | SPP North DA | Peak Futures | 2018-01-01 | 34.9
2016-06-23 | SPP North DA | Peak Futures | 2018-02-01 | 32.6
2016-06-23 | SPP North DA | Peak Futures | 2018-03-01 | 26.75
2016-06-23 | SPP North DA | Peak Futures | 2018-04-01 | 24.3
2016-06-23 | SPP North DA | Peak Futures | 2018-05-01 | 25.4
2016-06-23 | SPP North DA | Peak Futures | 2018-06-01 | 25.35
2016-06-23 | SPP North DA | Peak Futures | 2018-07-01 | 32
2016-06-23 | SPP North DA | Peak Futures | 2018-08-01 | 29
2016-06-23 | SPP North DA | Peak Futures | 2018-09-01 | 24.65
2016-06-23 | SPP North DA | Peak Futures | 2018-10-01 | 23.95
2016-06-23 | SPP North DA | Peak Futures | 2018-11-01 | 24.3
2016-06-23 | SPP North DA | Peak Futures | 2018-12-01 | 26.3
TRADE DATE | HUB | PRODUCT | STRIP | SETTLEMENT PRICE
2016-06-23 | SPP North DA Off-Peak | Off-Peak Futures | 2016-06-01 | 17.9
2016-06-23 | SPP North DA Off-Peak | Off-Peak Futures | 2016-07-01 | 19.5
2016-06-23 | SPP North DA Off-Peak | Off-Peak Futures | 2016-08-01 | 18.4
2016-06-23 | SPP North DA Off-Peak | Off-Peak Futures | 2016-09-01 | 14.35
2016-06-23 | SPP North DA Off-Peak | Off-Peak Futures | 2016-10-01 | 14.9
2016-06-23 | SPP North DA Off-Peak | Off-Peak Futures | 2016-11-01 | 15.9
2016-06-23 | SPP North DA Off-Peak | Off-Peak Futures | 2016-12-01 | 17.2
2016-06-23 | SPP North DA Off-Peak | Off-Peak Futures | 2017-01-01 | 25.7
2016-06-23 | SPP North DA Off-Peak | Off-Peak Futures | 2017-02-01 | 22.3
2016-06-23 | SPP North DA Off-Peak | Off-Peak Futures | 2017-03-01 | 20
2016-06-23 | SPP North DA Off-Peak | Off-Peak Futures | 2017-04-01 | 14.45
2016-06-23 | SPP North DA Off-Peak | Off-Peak Futures | 2017-05-01 | 17.15
2016-06-23 | SPP North DA Off-Peak | Off-Peak Futures | 2017-06-01 | 15.8
2016-06-23 | SPP North DA Off-Peak | Off-Peak Futures | 2017-07-01 | 18.7
2016-06-23 | SPP North DA Off-Peak | Off-Peak Futures | 2017-08-01 | 16.25
2016-06-23 | SPP North DA Off-Peak | Off-Peak Futures | 2017-09-01 | 15.8
2016-06-23 | SPP North DA Off-Peak | Off-Peak Futures | 2017-10-01 | 16.65
2016-06-23 | SPP North DA Off-Peak | Off-Peak Futures | 2017-11-01 | 16.35
2016-06-23 | SPP North DA Off-Peak | Off-Peak Futures | 2017-12-01 | 18.7
2016-06-23 | SPP North DA Off-Peak | Off-Peak Futures | 2018-01-01 | 25.35
2016-06-23 | SPP North DA Off-Peak | Off-Peak Futures | 2018-02-01 | 22.95
2016-06-23 | SPP North DA Off-Peak | Off-Peak Futures | 2018-03-01 | 18.55
2016-06-23 | SPP North DA Off-Peak | Off-Peak Futures | 2018-04-01 | 17.8
2016-06-23 | SPP North DA Off-Peak | Off-Peak Futures | 2018-05-01 | 14.35
2016-06-23 | SPP North DA Off-Peak | Off-Peak Futures | 2018-06-01 | 16.2
2016-06-23 | SPP North DA Off-Peak | Off-Peak Futures | 2018-07-01 | 16.65
2016-06-23 | SPP North DA Off-Peak | Off-Peak Futures | 2018-08-01 | 16.25
2016-06-23 | SPP North DA Off-Peak | Off-Peak Futures | 2018-09-01 | 15.55
2016-06-23 | SPP North DA Off-Peak | Off-Peak Futures | 2018-10-01 | 15.85
2016-06-23 | SPP North DA Off-Peak | Off-Peak Futures | 2018-11-01 | 16.2
2016-06-23 | SPP North DA Off-Peak | Off-Peak Futures | 2018-12-01 | 17.6

## EIA
Electric Power Projections by Electricity Market Module Region
http://www.eia.gov/forecasts/aeo/data/browser/#/?id=62-AEO2016&region=3-17&cases=ref_no_cpp&start=2013&end=2040&f=A&linechart=ref_no_cpp-d032316a.5-62-AEO2016.3-17&sourcekey=0
Tue Oct 11 2016 11:20:40 GMT-0600 (Mountain Daylight Time)
Source: U.S. Energy Information Administration
Southwest Power Pool / North | full name | api key | units | 2014 | 2015 | 2016 | 2017 | 2018 | 2019 | 2020 | 2021 | 2022 | 2023 | 2024 | 2025 | 2026 | 2027 | 2028 | 2029 | 2030 | 2031 | 2032 | 2033 | 2034 | 2035 | 2036 | 2037 | 2038 | 2039 | 2040 | Growth (2015-2040)
Net Summer Electricity Generating Capacity |  | 62-AEO2016.2.
(gigawatts) |  | 62-AEO2016.3.
Electric Power Sector |  | 62-AEO2016.4.
Coal | Electricity: Electric Power Sector: Capacity: Coal: Reference case without Clean Power Plan | 62-AEO2016.5.ref_no_cpp-d032316a | GW | 8.5087 | 8.4402 | 7.574 | 7.574 | 7.574 | 7.574 | 7.4771 | 7.4771 | 7.1371 | 7.5012 | 7.5012 | 7.5012 | 7.5012 | 7.5012 | 7.5012 | 7.5012 | 7.5012 | 7.5012 | 7.5012 | 7.5012 | 7.5012 | 7.5012 | 7.5012 | 7.5012 | 7.5012 | 7.5012 | 7.5012 | -0.5%
Oil and Natural Gas Steam 3 |  | Electricity: Electric Power Sector: Capacity: Oil and Natural Gas Steam: Reference case without Clean Power Plan | 62-AEO2016.6.ref_no_cpp-d032316a | GW | 1.7544 | 1.6694 | 1.7657 | 1.7657 | 1.7657 | 1.7657 | 1.736 | 1.3458 | 0.8428 | 0.524 | 0.524 | 0.524 | 0.524 | 0.524 | 0.524 | 0.524 | 0.524 | 0.524 | 0.524 | 0.524 | 0.524 | 0.524 | 0.524 | 0.524 | 0.524 | 0.524 | 0.524 | - -
Combined Cycle | Electricity: Electric Power Sector: Capacity: Combined Cycle: Reference case without Clean Power Plan | 62-AEO2016.7.ref_no_cpp-d032316a | GW | 1.3382 | 1.3382 | 1.4762 | 1.4762 | 1.4762 | 1.4762 | 1.4762 | 1.4762 | 1.4762 | 1.4762 | 1.4762 | 1.4762 | 1.4762 | 1.4762 | 1.4762 | 1.4762 | 1.4762 | 1.4762 | 1.4762 | 1.4762 | 1.4762 | 1.5196 | 1.5196 | 1.5196 | 1.5196 | 1.5196 | 1.5196 | 0.5%
Combustion Turbine/Diesel | Electricity: Electric Power Sector: Capacity: Combustion Turbine/Diesel: Reference case without Clean Power Plan | 62-AEO2016.8.ref_no_cpp-d032316a | GW | 5.3216 | 5.3016 | 5.3292 | 5.3853 | 5.5832 | 5.2652 | 4.9043 | 4.9043 | 4.9043 | 4.9043 | 4.9043 | 4.9986 | 5.0622 | 5.1305 | 5.2356 | 5.3524 | 5.4842 | 5.6488 | 5.6879 | 5.801 | 5.9154 | 5.9432 | 6.047 | 6.2101 | 6.3375 | 6.5061 | 6.6323 | 0.9%
Nuclear Power | Electricity: Electric Power Sector: Capacity: Nuclear: Reference case without Clean Power Plan | 62-AEO2016.9.ref_no_cpp-d032316a | GW | 1.175 | 1.175 | 1.175 | 1.175 | 1.175 | 1.175 | 1.175 | 1.175 | 1.175 | 1.175 | 1.175 | 1.175 | 1.175 | 1.175 | 1.175 | 1.175 | 1.175 | 1.175 | 1.175 | 1.175 | 1.175 | 1.175 | 1.175 | 1.175 | 1.175 | 1.175 | 1.175 | 0%
Pumped Storage | Electricity: Electric Power Sector: Capacity: Pumped Storage: Reference case without Clean Power Plan | 62-AEO2016.10.ref_no_cpp-d032316a | GW | [27 empty] | - -
Fuel Cells | Electricity: Electric Power Sector: Capacity: Fuel Cells: Reference case without Clean Power Plan | 62-AEO2016.11.ref_no_cpp-d032316a | GW | [27 empty] | - -
Renewable Sources | Electricity: Electric Power Sector: Capacity: Renewable Sources: Reference case without Clean Power Plan | 62-AEO2016.12.ref_no_cpp-d032316a | GW | 3.0025 | 3.9814 | 4.4352 | 4.4352 | 5.2073 | 6.3049 | 7.2629 | 7.8676 | 7.8676 | 7.8676 | 7.8676 | 7.9111 | 7.9633 | 8.0168 | 8.0699 | 8.1295 | 8.1946 | 8.1946 | 8.2279 | 8.2707 | 8.3317 | 8.3317 | 8.3662 | 8.3662 | 8.405 | 8.405 | 8.4418 | 3.1%
Distributed Generation | Electricity: Electric Power Sector: Capacity: Distributed Generation: Reference case without Clean Power Plan | 62-AEO2016.13.ref_no_cpp-d032316a | GW | [27 empty] | - -
Total Capacity | Electricity: Electric Power Sector: Capacity: Total Capacity: Reference case without Clean Power Plan | 62-AEO2016.14.ref_no_cpp-d032316a | GW | 21.1004 | 21.9058 | 21.7553 | 21.8114 | 22.7814 | 23.561 | 24.0314 | 24.246 | 23.403 | 23.4483 | 22.9243 | 23.062 | 23.1778 | 23.2997 | 23.4579 | 23.6343 | 23.8312 | 23.9958 | 24.0682 | 24.2241 | 24.3996 | 24.4707 | 24.6091 | 24.7721 | 24.9384 | 25.107 | 25.27 | 0.6%
Cumulative Planned Additions |  | 62-AEO2016.16.
Coal | Electricity: Electric Power Sector: Cumulative Planned Additions: Coal: Reference case without Clean Power Plan | 62-AEO2016.17.ref_no_cpp-d032316a | GW | - - | - - | [25 empty] | - -
Oil and Natural Gas Steam | Electricity: Electric Power Sector: Cumulative Planned Additions: Oil and Natural Gas Steam: Reference case without Clean Power Plan | 62-AEO2016.18.ref_no_cpp-d032316a | GW | - - | - - | [25 empty] | - -
Combined Cycle | Electricity: Electric Power Sector: Cumulative Planned Additions: Combined Cycle: Reference case without Clean Power Plan | 62-AEO2016.19.ref_no_cpp-d032316a | GW | - - | - - | 0.138 | 0.138 | 0.138 | 0.138 | 0.138 | 0.138 | 0.138 | 0.138 | 0.138 | 0.138 | 0.138 | 0.138 | 0.138 | 0.138 | 0.138 | 0.138 | 0.138 | 0.138 | 0.138 | 0.138 | 0.138 | 0.138 | 0.138 | 0.138 | 0.138 | - -
Combustion Turbine/Diesel | Electricity: Electric Power Sector: Cumulative Planned Additions: Combustion Turbine/Diesel: Reference case without Clean Power Plan | 62-AEO2016.20.ref_no_cpp-d032316a | GW | - - | - - | 0.0276 | 0.0837 | 0.0837 | 0.0837 | 0.0837 | 0.0837 | 0.0837 | 0.0837 | 0.0837 | 0.0837 | 0.0837 | 0.0837 | 0.0837 | 0.0837 | 0.0837 | 0.0837 | 0.0837 | 0.0837 | 0.0837 | 0.0837 | 0.0837 | 0.0837 | 0.0837 | 0.0837 | 0.0837 | - -
Nuclear Power | Electricity: Electric Power Sector: Cumulative Planned Additions: Nuclear: Reference case without Clean Power Plan | 62-AEO2016.21.ref_no_cpp-d032316a | GW | - - | - - | [25 empty] | - -
Pumped Storage | Electricity: Electric Power Sector: Cumulative Planned Additions: Pumped Storage: Reference case without Clean Power Plan | 62-AEO2016.22.ref_no_cpp-d032316a | GW | - - | - - | [25 empty] | - -
Fuel Cells | Electricity: Electric Power Sector: Cumulative Planned Additions: Fuel Cells: Reference case without Clean Power Plan | 62-AEO2016.23.ref_no_cpp-d032316a | GW | - - | - - | [25 empty] | - -
Renewable Sources | Electricity: Electric Power Sector: Cumulative Planned Additions: Renewable Sources: Reference case without Clean Power Plan | 62-AEO2016.24.ref_no_cpp-d032316a | GW | - - | - - | 0.4538 | 0.4538 | 0.4538 | 0.4538 | 0.4538 | 0.4538 | 0.4538 | 0.4538 | 0.4538 | 0.4538 | 0.4538 | 0.4538 | 0.4538 | 0.4538 | 0.4538 | 0.4538 | 0.4538 | 0.4538 | 0.4538 | 0.4538 | 0.4538 | 0.4538 | 0.4538 | 0.4538 | 0.4538 | - -
Distributed Generation | Electricity: Electric Power Sector: Cumulative Planned Additions: Distributed Generation: Reference case without Clean Power Plan | 62-AEO2016.25.ref_no_cpp-d032316a | GW | - - | - - | [25 empty] | - -
Total Planned Additions | Electricity: Electric Power Sector: Cumulative Planned Additions: Total Planned Additions: Reference case without Clean Power Plan | 62-AEO2016.26.ref_no_cpp-d032316a | GW | - - | - - | 0.6194 | 0.6755 | 0.6755 | 0.6755 | 0.6755 | 0.6755 | 0.6755 | 0.6755 | 0.6755 | 0.6755 | 0.6755 | 0.6755 | 0.6755 | 0.6755 | 0.6755 | 0.6755 | 0.6755 | 0.6755 | 0.6755 | 0.6755 | 0.6755 | 0.6755 | 0.6755 | 0.6755 | 0.6755 | - -
Cumulative Unplanned Additions |  | 62-AEO2016.27.
Coal | Electricity: Electric Power Sector: Cumulative Unplanned Additions: Coal: Reference case without Clean Power Plan | 62-AEO2016.28.ref_no_cpp-d032316a | GW | - - | - - | [25 empty] | - -
Oil and Natural Gas Steam | Electricity: Electric Power Sector: Cumulative Unplanned Additions: Oil and Natural Gas Steam: Reference case without Clean Power Plan | 62-AEO2016.29.ref_no_cpp-d032316a | GW | - - | - - | [25 empty] | - -
Combined Cycle | Electricity: Electric Power Sector: Cumulative Unplanned Additions: Combined Cycle: Reference case without Clean Power Plan | 62-AEO2016.30.ref_no_cpp-d032316a | GW | - - | - - | [19 empty] | 0.043436 | 0.043436 | 0.043436 | 0.043436 | 0.043436 | 0.043436 | - -
Combustion Turbine/Diesel | Electricity: Electric Power Sector: Cumulative Unplanned Additions: Combustion Turbine/Diesel: Reference case without Clean Power Plan | 62-AEO2016.31.ref_no_cpp-d032316a | GW | - - | - - |  |  | 0.19788 | 0.19788 | 0.19788 | 0.19788 | 0.19788 | 0.19788 | 0.19788 | 0.29368 | 0.35839 | 0.42671 | 0.53178 | 0.64864 | 0.78041 | 0.94497 | 0.98405 | 1.0972 | 1.2116 | 1.3132 | 1.417 | 1.5801 | 1.7075 | 1.8761 | 2.0023 | - -
Nuclear Power | Electricity: Electric Power Sector: Cumulative Unplanned Additions: Nuclear: Reference case without Clean Power Plan | 62-AEO2016.32.ref_no_cpp-d032316a | GW | - - | - - | [25 empty] | - -
Pumped Storage | Electricity: Electric Power Sector: Cumulative Unplanned Additions: Pumped Storage: Reference case without Clean Power Plan | 62-AEO2016.33.ref_no_cpp-d032316a | GW | - - | - - | [25 empty] | - -
Fuel Cells | Electricity: Electric Power Sector: Cumulative Unplanned Additions: Fuel Cells: Reference case without Clean Power Plan | 62-AEO2016.34.ref_no_cpp-d032316a | GW | - - | - - | [25 empty] | - -
Renewable Sources | Electricity: Electric Power Sector: Cumulative Unplanned Additions: Renewable Sources: Reference case without Clean Power Plan | 62-AEO2016.35.ref_no_cpp-d032316a | GW | - - | - - |  |  | 0.77212 | 1.8697 | 2.8277 | 3.4324 | 3.4324 | 3.4324 | 3.4324 | 3.4759 | 3.5281 | 3.5816 | 3.6347 | 3.6943 | 3.7594 | 3.7594 | 3.7927 | 3.8355 | 3.8965 | 3.8965 | 3.931 | 3.931 | 3.9698 | 3.9698 | 4.0066 | - -
Distributed Generation | Electricity: Electric Power Sector: Cumulative Unplanned Additions: Distributed Generation: Reference case without Clean Power Plan | 62-AEO2016.36.ref_no_cpp-d032316a | GW | - - | - - | [25 empty] | - -
Total Unplanned Additions | Electricity: Electric Power Sector: Cumulative Unplanned Additions: Total Unplanned Additions: Reference case without Clean Power Plan | 62-AEO2016.37.ref_no_cpp-d032316a | GW | - - | - - |  |  | 0.97 | 2.0676 | 3.0255 | 3.6303 | 3.6303 | 3.6303 | 3.6303 | 3.7695 | 3.8864 | 4.0083 | 4.1665 | 4.3429 | 4.5398 | 4.7044 | 4.7768 | 4.9327 | 5.1082 | 5.2531 | 5.3914 | 5.5545 | 5.7208 | 5.8894 | 6.0524 | - -
Cumulative Electric Power Sector Additions | Electricity: Electric Power Sector: Cumulative Total Additions: Reference case without Clean Power Plan | 62-AEO2016.38.ref_no_cpp-d032316a | GW | - - | - - | 0.6194 | 0.6755 | 1.6455 | 2.7431 | 3.701 | 4.3058 | 4.3058 | 4.3058 | 4.3058 | 4.445 | 4.5619 | 4.6838 | 4.842 | 5.0184 | 5.2153 | 5.3799 | 5.4523 | 5.6082 | 5.7836 | 5.9286 | 6.0669 | 6.23 | 6.3963 | 6.5649 | 6.7279 | - -
Cumulative Retirements |  | 62-AEO2016.40.
Coal | Electricity: Electric Power Sector: Cumulative Retirements: Coal: Reference case without Clean Power Plan | 62-AEO2016.41.ref_no_cpp-d032316a | GW | - - | - - | 0.4058 | 0.4058 | 0.4058 | 0.4058 | 0.5027 | 0.5027 | 0.8427 | 0.8427 | 0.8427 | 0.8427 | 0.8427 | 0.8427 | 0.8427 | 0.8427 | 0.8427 | 0.8427 | 0.8427 | 0.8427 | 0.8427 | 0.8427 | 0.8427 | 0.8427 | 0.8427 | 0.8427 | 0.8427 | - -
Oil and Natural Gas Steam | Electricity: Electric Power Sector: Cumulative Retirements: Oil and Natural Gas Steam: Reference case without Clean Power Plan | 62-AEO2016.42.ref_no_cpp-d032316a | GW | - - | - - |  |  |  |  | 0.0297 | 0.4199 | 0.9229 | 1.2417 | 1.7657 | 1.7657 | 1.7657 | 1.7657 | 1.7657 | 1.7657 | 1.7657 | 1.7657 | 1.7657 | 1.7657 | 1.7657 | 1.7657 | 1.7657 | 1.7657 | 1.7657 | 1.7657 | 1.7657 | - -
Combined Cycle | Electricity: Electric Power Sector: Cumulative Retirements: Combined Cycle: Reference case without Clean Power Plan | 62-AEO2016.43.ref_no_cpp-d032316a | GW | - - | - - | [25 empty] | - -
Combustion Turbine/Diesel | Electricity: Electric Power Sector: Cumulative Retirements: Combustion Turbine/Diesel: Reference case without Clean Power Plan | 62-AEO2016.44.ref_no_cpp-d032316a | GW | - - | - - |  |  |  | 0.318 | 0.6789 | 0.6789 | 0.6789 | 0.6789 | 0.6789 | 0.6804 | 0.6815 | 0.6815 | 0.6815 | 0.6815 | 0.6815 | 0.6815 | 0.6815 | 0.6815 | 0.6815 | 0.7553 | 0.7553 | 0.7553 | 0.7553 | 0.7553 | 0.7553 | - -
Nuclear Power | Electricity: Electric Power Sector: Cumulative Retirements: Nuclear: Reference case without Clean Power Plan | 62-AEO2016.45.ref_no_cpp-d032316a | GW | - - | - - | [25 empty] | - -
Pumped Storage | Electricity: Electric Power Sector: Cumulative Retirements: Pumped Storage: Reference case without Clean Power Plan | 62-AEO2016.46.ref_no_cpp-d032316a | GW | - - | - - | [25 empty] | - -
Fuel Cells | Electricity: Electric Power Sector: Cumulative Retirements: Fuel Cells: Reference case without Clean Power Plan | 62-AEO2016.47.ref_no_cpp-d032316a | GW | - - | - - | [25 empty] | - -
Renewable Sources | Electricity: Electric Power Sector: Cumulative Retirements: Renewable Sources: Reference case without Clean Power Plan | 62-AEO2016.48.ref_no_cpp-d032316a | GW | - - | - - | [25 empty] | - -
Total | Electricity: Electric Power Sector: Cumulative Retirements: Total: Reference case without Clean Power Plan | 62-AEO2016.49.ref_no_cpp-d032316a | GW | - - | - - | 0.4058 | 0.4058 | 0.4058 | 0.7238 | 1.2113 | 1.6015 | 2.4445 | 2.7633 | 3.2873 | 3.2888 | 3.2899 | 3.2899 | 3.2899 | 3.2899 | 3.2899 | 3.2899 | 3.2899 | 3.2899 | 3.2899 | 3.3637 | 3.3637 | 3.3637 | 3.3637 | 3.3637 | 3.3637 | - -
End-Use Sectors |  | 62-AEO2016.52.
Coal | Electricity: End-Use Sectors: Capacity: Coal: Reference case without Clean Power Plan | 62-AEO2016.53.ref_no_cpp-d032316a | GW | [27 empty] | - -
Petroleum | Electricity: End-Use Sectors: Capacity: Petroleum: Reference case without Clean Power Plan | 62-AEO2016.54.ref_no_cpp-d032316a | GW | [27 empty] | - -
Natural Gas | Electricity: End-Use Sectors: Capacity: Natural Gas: Reference case without Clean Power Plan | 62-AEO2016.55.ref_no_cpp-d032316a | GW | 0.030283 | 0.032183 | 0.034417 | 0.036061 | 0.037256 | 0.0388 | 0.040375 | 0.042141 | 0.044074 | 0.046193 | 0.048521 | 0.051133 | 0.054134 | 0.057464 | 0.061038 | 0.064962 | 0.069363 | 0.073944 | 0.078688 | 0.083625 | 0.088842 | 0.094377 | 0.098666 | 0.10207 | 0.10489 | 0.10746 | 0.11007 | 5%
Other Gaseous Fuels | Electricity: End-Use Sectors: Capacity: Other Gaseous Fuels: Reference case without Clean Power Plan | 62-AEO2016.56.ref_no_cpp-d032316a | GW | [27 empty] | - -
Renewable Sources | Electricity: End-Use Sectors: Capacity: Renewable Sources: Reference case without Clean Power Plan | 62-AEO2016.57.ref_no_cpp-d032316a | GW | 0.004058 | 0.010329 | 0.017931 | 0.025716 | 0.034615 | 0.044218 | 0.05406 | 0.06411 | 0.06849 | 0.069632 | 0.071146 | 0.073247 | 0.075739 | 0.07867 | 0.08195 | 0.085511 | 0.089425 | 0.093543 | 0.097823 | 0.10215 | 0.10653 | 0.11103 | 0.11549 | 0.11995 | 0.12446 | 0.12898 | 0.13354 | 10.8%
Other | Electricity: End-Use Sectors: Capacity: Other: Reference case without Clean Power Plan | 62-AEO2016.58.ref_no_cpp-d032316a | GW | [27 empty] | - -
Total | Electricity: End-Use Sectors: Capacity: Total: Reference case without Clean Power Plan | 62-AEO2016.59.ref_no_cpp-d032316a | GW | 0.034342 | 0.042512 | 0.052348 | 0.061777 | 0.071871 | 0.083017 | 0.094435 | 0.10625 | 0.11256 | 0.11582 | 0.11967 | 0.12438 | 0.12987 | 0.13613 | 0.14299 | 0.15047 | 0.15879 | 0.16749 | 0.17651 | 0.18577 | 0.19537 | 0.20541 | 0.21415 | 0.22202 | 0.22934 | 0.23644 | 0.24361 | 7.2%
Electricity Sales |  | 62-AEO2016.61.
(billion kilowatthours) |  | 62-AEO2016.62.
Residential | Electricity: Electricity Demand: Residential: Reference case without Clean Power Plan | 62-AEO2016.63.ref_no_cpp-d032316a | BkWh | 22.6807 | 21.4957 | 22.6448 | 22.5675 | 22.5734 | 22.5263 | 22.2354 | 22.1409 | 22.1926 | 22.3024 | 22.4398 | 22.5516 | 22.6758 | 22.8108 | 22.9534 | 23.1049 | 23.2057 | 23.2998 | 23.3994 | 23.5251 | 23.6782 | 23.8524 | 24.0194 | 24.182 | 24.3413 | 24.508 | 24.6879 | 0.6%
Commercial/Other | Electricity: Electricity Demand: Commercial/Other: Reference case without Clean Power Plan | 62-AEO2016.64.ref_no_cpp-d032316a | BkWh | 25.5337 | 25.9427 | 25.7604 | 25.5596 | 25.3795 | 25.5709 | 25.7343 | 25.9487 | 26.2138 | 26.5035 | 26.8026 | 27.1018 | 27.402 | 27.6963 | 27.9971 | 28.303 | 28.5582 | 28.8045 | 29.0598 | 29.3404 | 29.6368 | 29.9382 | 30.2342 | 30.5337 | 30.8283 | 31.1242 | 31.4185 | 0.8%
Industrial | Electricity: Electricity Demand: Industrial: Reference case without Clean Power Plan | 62-AEO2016.65.ref_no_cpp-d032316a | BkWh | 15.475 | 14.9656 | 15.0922 | 15.1004 | 14.8819 | 15.2992 | 15.6182 | 15.9272 | 16.1879 | 16.4968 | 16.7193 | 16.9143 | 17.0732 | 17.2002 | 17.2028 | 17.2423 | 17.27 | 17.2722 | 17.2903 | 17.3297 | 17.3639 | 17.3948 | 17.4621 | 17.5332 | 17.6437 | 17.706 | 17.7887 | 0.7%
Transportation | Electricity: Electricity Demand: Transportation: Reference case without Clean Power Plan | 62-AEO2016.66.ref_no_cpp-d032316a | BkWh | 0.027079 | 0.041395 | 0.052236 | 0.063576 | 0.07184 | 0.083738 | 0.099283 | 0.11961 | 0.14391 | 0.17011 | 0.19837 | 0.22776 | 0.25482 | 0.28051 | 0.30526 | 0.32975 | 0.35365 | 0.37644 | 0.39787 | 0.41805 | 0.43686 | 0.4538 | 0.46942 | 0.48364 | 0.49624 | 0.50779 | 0.51851 | 10.6%
Total Sales | Electricity: Electricity Demand: Total Sales: Reference case without Clean Power Plan | 62-AEO2016.67.ref_no_cpp-d032316a | BkWh | 63.7165 | 62.4454 | 63.5496 | 63.291 | 62.9066 | 63.4803 | 63.6872 | 64.1365 | 64.7382 | 65.4729 | 66.16 | 66.7954 | 67.4059 | 67.9878 | 68.4586 | 68.98 | 69.3875 | 69.7529 | 70.1474 | 70.6133 | 71.1157 | 71.6391 | 72.1852 | 72.7325 | 73.3095 | 73.846 | 74.4137 | 0.7%
Net Energy for Load (billion kilowatthours) |  | 62-AEO2016.69.
Gross International Imports | Electricity: Net Energy for Load: Gross International Imports: Reference case without Clean Power Plan | 62-AEO2016.70.ref_no_cpp-d032316a | BkWh | [27 empty] | - -
Gross International Exports | Electricity: Net Energy for Load: Gross International Exports: Reference case without Clean Power Plan | 62-AEO2016.71.ref_no_cpp-d032316a | BkWh | [27 empty] | - -
Gross Interregional Electricity Imports | Electricity: Net Energy for Load: Gross Interregional Electricity Imports: Reference case without Clean Power Plan | 62-AEO2016.72.ref_no_cpp-d032316a | BkWh | 4.3741 | 4.4372 | 5.1759 | 2.5176 | 2.3546 | 4.2663 | 4.9587 | 4.1572 | 5.1739 | 4.6865 | 3.7557 | 3.8936 | 3.1481 | 2.9009 | 3.2519 | 3.6504 | 2.9934 | 2.6927 | 2.9363 | 2.4152 | 2.5759 | 2.7694 | 2.6875 | 2.8573 | 1.3275 | 1.0588 | 1.3347 | -4.7%
Gross Interregional Electricity Exports | Electricity: Net Energy for Load: Gross Interregional Electricity Exports: Reference case without Clean Power Plan | 62-AEO2016.73.ref_no_cpp-d032316a | BkWh | 3.8189 | 1.6813 | 3.3436 | 6.0999 | 8.0094 | 16.6641 | 21.2398 | 22.7194 | 21.6557 | 23.0807 | 21.8297 | 21.8854 | 20.7371 | 20.2159 | 20.076 | 20.1889 | 18.7717 | 18.1531 | 18.004 | 17.8786 | 18.0647 | 17.7613 | 17.2819 | 16.8256 | 14.8087 | 13.9004 | 13.6854 | 8.7%
Purchases from Combined Heat and Power | Electricity: Net Energy for Load: Purchases from Combined Heat and Power: Reference case without Clean Power Plan | 62-AEO2016.74.ref_no_cpp-d032316a | BkWh | 0.058378 | 0.062395 | 0.066609 | 0.070044 | 0.070384 | 0.074072 | 0.078036 | 0.08251 | 0.086714 | 0.090649 | 0.094931 | 0.099676 | 0.10486 | 0.1104 | 0.11609 | 0.12208 | 0.12865 | 0.13543 | 0.14216 | 0.14918 | 0.15661 | 0.16471 | 0.17222 | 0.17941 | 0.18652 | 0.19427 | 0.20328 | 4.8%
Electric Power Sector Generation for Customer | Electricity: Net Energy for Load: Electric Power Sector Generation for Custome: Reference case without Clean Power Plan | 62-AEO2016.75.ref_no_cpp-d032316a | BkWh | 71.1824 | 65.0125 | 66.9824 | 72.179 | 73.7234 | 81.0278 | 85.0751 | 87.7806 | 86.2891 | 88.9904 | 89.4077 | 90.0062 | 90.2576 | 90.6061 | 90.6178 | 90.889 | 90.5621 | 90.6319 | 90.6582 | 91.5498 | 92.1101 | 92.17 | 92.3545 | 92.3119 | 92.4405 | 92.372 | 92.4852 | 1.4%
Total Net Energy for Load | Electricity: Net Energy for Load: Total Net Energy for Load: Reference case without Clean Power Plan | 62-AEO2016.76.ref_no_cpp-d032316a | BkWh | 71.7959 | 67.8307 | 68.8813 | 68.6668 | 68.139 | 68.7041 | 68.872 | 69.3009 | 69.894 | 70.6868 | 71.4286 | 72.1142 | 72.7734 | 73.4015 | 73.9098 | 74.4726 | 74.9124 | 75.307 | 75.7326 | 76.2356 | 76.7779 | 77.3428 | 77.9323 | 78.523 | 79.1458 | 79.7247 | 80.3378 | 0.7%
Generation by Fuel Type |  | 62-AEO2016.78.
(billion kilowatthours) |  | 62-AEO2016.79.
Electric Power Sector |  | 62-AEO2016.80.
Coal | Electricity: Electric Power Sector: Generation: Coal: Reference case without Clean Power Plan | 62-AEO2016.81.ref_no_cpp-d032316a | BkWh | 46.9607 | 41.4884 | 41.4546 | 46.0422 | 45.0881 | 47.423 | 47.5079 | 47.3381 | 45.1388 | 47.8501 | 48.073 | 48.4076 | 48.4055 | 48.1668 | 48.0095 | 48.0007 | 47.4337 | 47.42 | 47.4078 | 47.5998 | 47.5875 | 47.5757 | 47.561 | 47.5467 | 47.5354 | 47.5218 | 47.5099 | 0.5%
Petroleum | Electricity: Electric Power Sector: Generation: Petroleum: Reference case without Clean Power Plan | 62-AEO2016.82.ref_no_cpp-d032316a | BkWh | 0.113 | 0.16664 | 0.16663 | 0.18554 | 0.18171 | 0.19104 | 0.19132 | 0.19063 | 0.18293 | 0.19381 | 0.19475 | 0.19609 | 0.19608 | 0.19512 | 0.19449 | 0.19446 | 0.19218 | 0.19212 | 0.19208 | 0.19284 | 0.19281 | 0.19275 | 0.19269 | 0.19263 | 0.19259 | 0.19253 | 0.19248 | 0.6%
Natural Gas | Electricity: Electric Power Sector: Generation: Natural Gas: Reference case without Clean Power Plan | 62-AEO2016.83.ref_no_cpp-d032316a | BkWh | 4.5297 | 3.5353 | 3.2547 | 2.6922 | 2.5692 | 3.2323 | 3.3798 | 3.6041 | 3.833 | 3.8098 | 3.9944 | 4.117 | 4.1797 | 4.5395 | 4.4928 | 4.5358 | 4.5207 | 4.567 | 4.4983 | 5.0337 | 5.3681 | 5.3892 | 5.4774 | 5.4214 | 5.4154 | 5.329 | 5.3358 | 1.7%
Nuclear | Electricity: Electric Power Sector: Generation: Nuclear: Reference case without Clean Power Plan | 62-AEO2016.84.ref_no_cpp-d032316a | BkWh | 8.558 | 8.6953 | 8.4542 | 8.5376 | 8.5533 | 8.569 | 8.569 | 8.569 | 8.569 | 8.569 | 8.569 | 8.569 | 8.569 | 8.569 | 8.569 | 8.569 | 8.569 | 8.569 | 8.569 | 8.569 | 8.569 | 8.569 | 8.569 | 8.569 | 8.569 | 8.569 | 8.569 | -0.1%
Pumped Storage/Other | Electricity: Electric Power Sector: Generation: Pumped Storage/Other: Reference case without Clean Power Plan | 62-AEO2016.85.ref_no_cpp-d032316a | BkWh | 0.0006 | 0.0006 | 0.0006 | 0.0006 | 0.001377 | 0.001377 | 0.001377 | 0.001377 | 0.001377 | 0.001377 | 0.001377 | 0.001377 | 0.001669 | 0.001976 | 0.002129 | 0.002232 | 0.002312 | 0.002312 | 0.002519 | 0.002618 | 0.002716 | 0.003197 | 0.003283 | 0.003384 | 0.003403 | 0.003486 | 0.003506 | 7.3%
Renewable Sources | Electricity: Electric Power Sector: Generation: Renewable Sources: Reference case without Clean Power Plan | 62-AEO2016.86.ref_no_cpp-d032316a | BkWh | 11.0204 | 11.192 | 13.7174 | 14.7866 | 17.3954 | 21.6767 | 25.4914 | 28.1431 | 28.6297 | 28.632 | 28.6408 | 28.7808 | 28.9713 | 29.1994 | 29.4155 | 29.6525 | 29.9099 | 29.9472 | 30.0541 | 30.2175 | 30.4556 | 30.5058 | 30.6167 | 30.6444 | 30.7904 | 30.8218 | 30.9401 | 4.2%
Distributed Generation | Electricity: Electric Power Sector: Generation: Distributed Generation: Reference case without Clean Power Plan | 62-AEO2016.87.ref_no_cpp-d032316a | BkWh | [27 empty] | - -
Total Generation | Electricity: Electric Power Sector: Generation: Total Generation: Reference case without Clean Power Plan | 62-AEO2016.88.ref_no_cpp-d032316a | BkWh | 71.1824 | 65.0782 | 67.0481 | 72.2447 | 73.7891 | 81.0935 | 85.1408 | 87.8462 | 86.3548 | 89.0561 | 89.4733 | 90.0719 | 90.3232 | 90.6718 | 90.6834 | 90.9547 | 90.6278 | 90.6976 | 90.7239 | 91.6155 | 92.1757 | 92.2356 | 92.4201 | 92.3775 | 92.5062 | 92.4377 | 92.5508 | 1.4%
Sales to Customers | Electricity: Electric Power Sector: Generation: Sales to Customers: Reference case without Clean Power Plan | 62-AEO2016.89.ref_no_cpp-d032316a | BkWh | 71.1824 | 65.0125 | 66.9824 | 72.179 | 73.7234 | 81.0278 | 85.0751 | 87.7806 | 86.2891 | 88.9904 | 89.4077 | 90.0062 | 90.2576 | 90.6061 | 90.6178 | 90.889 | 90.5621 | 90.6319 | 90.6582 | 91.5498 | 92.1101 | 92.17 | 92.3545 | 92.3119 | 92.4405 | 92.372 | 92.4852 | 1.4%
Generation for Own Use | Electricity: Electric Power Sector: Generation: Generation for Own Use: Reference case without Clean Power Plan | 62-AEO2016.90.ref_no_cpp-d032316a | BkWh |  | 0.06567 | 0.06567 | 0.06567 | 0.06567 | 0.06567 | 0.06567 | 0.06567 | 0.06567 | 0.06567 | 0.06567 | 0.06567 | 0.06567 | 0.06567 | 0.06567 | 0.06567 | 0.06567 | 0.06567 | 0.06567 | 0.06567 | 0.06567 | 0.06567 | 0.06567 | 0.06567 | 0.06567 | 0.06567 | 0.06567 | 0%
End-Use Sectors |  | 62-AEO2016.93.
Coal | Electricity: End-Use Sectors: Generation: Coal: Reference case without Clean Power Plan | 62-AEO2016.94.ref_no_cpp-d032316a | BkWh | [27 empty] | - -
Petroleum | Electricity: End-Use Sectors: Generation: Petroleum: Reference case without Clean Power Plan | 62-AEO2016.95.ref_no_cpp-d032316a | BkWh | [27 empty] | - -
Natural Gas | Electricity: End-Use Sectors: Generation: Natural Gas: Reference case without Clean Power Plan | 62-AEO2016.96.ref_no_cpp-d032316a | BkWh | 0.091873 | 0.10298 | 0.11526 | 0.12464 | 0.16106 | 0.16996 | 0.17905 | 0.189 | 0.19969 | 0.21116 | 0.22362 | 0.23745 | 0.25307 | 0.27033 | 0.28883 | 0.30897 | 0.33126 | 0.35444 | 0.37797 | 0.40228 | 0.42768 | 0.4545 | 0.47643 | 0.49456 | 0.51019 | 0.52518 | 0.541 | 6.9%
Other Gaseous Fuels | Electricity: End-Use Sectors: Generation: Other Gaseous Fuels: Reference case without Clean Power Plan | 62-AEO2016.97.ref_no_cpp-d032316a | BkWh | [27 empty] | - -
Renewable Sources | Electricity: End-Use Sectors: Generation: Renewable Sources: Reference case without Clean Power Plan | 62-AEO2016.98.ref_no_cpp-d032316a | BkWh | 0.00559 | 0.014099 | 0.024426 | 0.03494 | 0.047019 | 0.060164 | 0.073681 | 0.087493 | 0.093516 | 0.095132 | 0.09728 | 0.10028 | 0.10386 | 0.10807 | 0.1128 | 0.11794 | 0.12361 | 0.12958 | 0.1358 | 0.14209 | 0.14846 | 0.15501 | 0.16149 | 0.16799 | 0.17455 | 0.18114 | 0.18778 | 10.9%
Other | Electricity: End-Use Sectors: Generation: Other: Reference case without Clean Power Plan | 62-AEO2016.99.ref_no_cpp-d032316a | BkWh | [27 empty] | - -
Total | Electricity: End-Use Sectors: Generation: Total: Reference case without Clean Power Plan | 62-AEO2016.100.ref_no_cpp-d032316a | BkWh | 0.097463 | 0.11708 | 0.13968 | 0.15958 | 0.20808 | 0.23013 | 0.25273 | 0.27649 | 0.29321 | 0.30629 | 0.3209 | 0.33773 | 0.35692 | 0.3784 | 0.40162 | 0.42691 | 0.45487 | 0.48402 | 0.51377 | 0.54437 | 0.57615 | 0.60952 | 0.63792 | 0.66255 | 0.68474 | 0.70632 | 0.72878 | 7.6%
Sales to the Grid | Electricity: End-Use Sectors: Generation: Sales to the Grid: Reference case without Clean Power Plan | 62-AEO2016.101.ref_no_cpp-d032316a | BkWh | 0.058378 | 0.062395 | 0.066609 | 0.070044 | 0.070384 | 0.074072 | 0.078036 | 0.08251 | 0.086714 | 0.090649 | 0.094931 | 0.099676 | 0.10486 | 0.1104 | 0.11609 | 0.12208 | 0.12865 | 0.13543 | 0.14216 | 0.14918 | 0.15661 | 0.16471 | 0.17222 | 0.17941 | 0.18652 | 0.19427 | 0.20328 | 4.8%
Generation for Own Use | Electricity: End-Use Sectors: Generation: Generation for Own Use: Reference case without Clean Power Plan | 62-AEO2016.102.ref_no_cpp-d032316a | BkWh | 0.039086 | 0.054687 | 0.073073 | 0.089533 | 0.1377 | 0.15605 | 0.17469 | 0.19398 | 0.20649 | 0.21564 | 0.22597 | 0.23805 | 0.25206 | 0.268 | 0.28554 | 0.30483 | 0.32622 | 0.34859 | 0.37161 | 0.39519 | 0.41954 | 0.44481 | 0.4657 | 0.48314 | 0.49823 | 0.51205 | 0.5255 | 9.5%
Total Electricity Generation | Electricity: Total Electricity Generation: Reference case without Clean Power Plan | 62-AEO2016.104.ref_no_cpp-d032316a | BkWh | 71.2798 | 65.1953 | 67.1877 | 72.4043 | 73.9971 | 81.3236 | 85.3935 | 88.1227 | 86.648 | 89.3624 | 89.7942 | 90.4096 | 90.6801 | 91.0502 | 91.0851 | 91.3816 | 91.0826 | 91.1816 | 91.2376 | 92.1599 | 92.7519 | 92.8452 | 93.0581 | 93.0401 | 93.1909 | 93.144 | 93.2796 | 1.4%
End-Use Prices |  | 62-AEO2016.106.
(2015 cents per kilowatthour) |  | 62-AEO2016.107.
Residential | Electricity: End-Use Prices: Residential: Reference case without Clean Power Plan | 62-AEO2016.108.ref_no_cpp-d032316a | 2015 cents/kWh | 12.0917 | 12.1965 | 12.2438 | 12.0599 | 12.137 | 12.223 | 12.0819 | 11.9107 | 11.7605 | 11.6154 | 11.5267 | 11.4915 | 11.4324 | 11.4539 | 11.4392 | 11.4383 | 11.483 | 11.5334 | 11.5291 | 11.4144 | 11.2618 | 11.2248 | 11.1931 | 11.1681 | 11.1461 | 11.119 | 11.1175 | -0.4%
Commercial | Electricity: End-Use Prices: Commercial: Reference case without Clean Power Plan | 62-AEO2016.109.ref_no_cpp-d032316a | 2015 cents/kWh | 10.0359 | 9.6888 | 9.6867 | 9.6305 | 9.7172 | 9.7714 | 9.6049 | 9.4576 | 9.3132 | 9.1593 | 9.0598 | 9.0044 | 8.9336 | 8.9435 | 8.925 | 8.9167 | 8.9467 | 8.9839 | 8.9713 | 8.8582 | 8.7093 | 8.6743 | 8.6407 | 8.6133 | 8.5857 | 8.5598 | 8.5554 | -0.5%
Industrial | Electricity: End-Use Prices: Industrial: Reference case without Clean Power Plan | 62-AEO2016.110.ref_no_cpp-d032316a | 2015 cents/kWh | 7.8536 | 7.537 | 7.4786 | 7.4429 | 7.5331 | 7.5394 | 7.419 | 7.3248 | 7.2272 | 7.102 | 7.0304 | 6.9935 | 6.9879 | 7.0264 | 7.0296 | 7.0584 | 7.1259 | 7.1797 | 7.188 | 7.1233 | 7.0413 | 7.0283 | 7.0173 | 7.0058 | 7.0006 | 6.9955 | 7.0046 | -0.3%
Transportation | Electricity: End-Use Prices: Transportation: Reference case without Clean Power Plan | 62-AEO2016.111.ref_no_cpp-d032316a | 2015 cents/kWh | 11.3223 | 13.1134 | 13.9586 | 14.3929 | 14.6608 | 15.0177 | 14.9215 | 14.7981 | 14.6807 | 14.5665 | 14.4723 | 14.4217 | 14.1954 | 14.1536 | 14.0874 | 13.9844 | 13.9149 | 13.9091 | 13.8367 | 13.5735 | 13.2092 | 13.1062 | 12.9995 | 12.9223 | 12.8259 | 12.7347 | 12.6885 | -0.1%
All Sectors Average | Electricity: End-Use Prices: All Sectors Average: Reference case without Clean Power Plan | 62-AEO2016.112.ref_no_cpp-d032316a | 2015 cents/kWh | 10.2488 | 10.0386 | 10.077 | 9.9796 | 10.0745 | 10.1104 | 9.942 | 9.7848 | 9.6425 | 9.4917 | 9.3999 | 9.3534 | 9.3013 | 9.3223 | 9.3147 | 9.321 | 9.3671 | 9.4153 | 9.4126 | 9.312 | 9.1795 | 9.1519 | 9.1256 | 9.1039 | 9.083 | 9.0628 | 9.0635 | -0.4%
(nominal cents per kilowatthour) |  | 62-AEO2016.113.
Residential | Electricity: End-Use Prices: Residential: Reference case without Clean Power Plan | 62-AEO2016.114.ref_no_cpp-d032316a | nom cents/kWh | 11.9667 | 12.1965 | 12.4702 | 12.54 | 12.8673 | 13.217 | 13.346 | 13.4511 | 13.5642 | 13.6615 | 13.81 | 14.0246 | 14.2206 | 14.5275 | 14.8011 | 15.1084 | 15.4945 | 15.911 | 16.2677 | 16.4791 | 16.6365 | 16.9633 | 17.2969 | 17.6396 | 17.9927 | 18.3355 | 18.717 | 1.7%
Commercial | Electricity: End-Use Prices: Commercial: Reference case without Clean Power Plan | 62-AEO2016.115.ref_no_cpp-d032316a | nom cents/kWh | 9.9321 | 9.6888 | 9.8659 | 10.0138 | 10.3019 | 10.5661 | 10.6099 | 10.6807 | 10.7416 | 10.7728 | 10.8545 | 10.9894 | 11.1124 | 11.3434 | 11.548 | 11.7777 | 12.0722 | 12.3938 | 12.6586 | 12.7887 | 12.8658 | 13.109 | 13.3526 | 13.6043 | 13.8595 | 14.1153 | 14.4035 | 1.6%
Industrial | Electricity: End-Use Prices: Industrial: Reference case without Clean Power Plan | 62-AEO2016.116.ref_no_cpp-d032316a | nom cents/kWh | 7.7724 | 7.537 | 7.6169 | 7.7391 | 7.9864 | 8.1526 | 8.1953 | 8.2721 | 8.3357 | 8.3531 | 8.4231 | 8.5352 | 8.6922 | 8.9119 | 9.0955 | 9.3231 | 9.6153 | 9.9049 | 10.1423 | 10.284 | 10.4017 | 10.6214 | 10.8439 | 11.0654 | 11.3007 | 11.5358 | 11.7928 | 1.8%
Transportation | Electricity: End-Use Prices: Transportation: Reference case without Clean Power Plan | 62-AEO2016.117.ref_no_cpp-d032316a | nom cents/kWh | 11.2052 | 13.1134 | 14.2168 | 14.9658 | 15.5429 | 16.2391 | 16.4827 | 16.7118 | 16.9323 | 17.1325 | 17.3392 | 17.6007 | 17.6575 | 17.9516 | 18.2275 | 18.4714 | 18.776 | 19.1886 | 19.5237 | 19.5962 | 19.5134 | 19.8066 | 20.0883 | 20.4102 | 20.7042 | 20.9997 | 21.3619 | 2%
All Sectors Average | Electricity: End-Use Prices: All Sectors Average: Reference case without Clean Power Plan | 62-AEO2016.118.ref_no_cpp-d032316a | nom cents/kWh | 10.1428 | 10.0386 | 10.2634 | 10.3768 | 10.6806 | 10.9326 | 10.9821 | 11.0502 | 11.1213 | 11.1636 | 11.2619 | 11.4152 | 11.5698 | 11.8238 | 12.0522 | 12.3117 | 12.6394 | 12.9891 | 13.2812 | 13.4438 | 13.5604 | 13.8307 | 14.102 | 14.3791 | 14.6624 | 14.9447 | 15.259 | 1.7%
Prices by Service Category |  | 62-AEO2016.120.
(2015 cents per kilowatthour) |  | 62-AEO2016.121.
Generation | Electricity: Prices by Service Category: Generation: Reference case without Clean Power Plan | 62-AEO2016.122.ref_no_cpp-d032316a | 2015 cents/kWh | 6.8142 | 6.5185 | 6.4393 | 6.2937 | 6.2923 | 6.2264 | 6.0419 | 5.8979 | 5.7808 | 5.6438 | 5.5563 | 5.5096 | 5.4562 | 5.4801 | 5.4709 | 5.4752 | 5.5184 | 5.5653 | 5.5649 | 5.4632 | 5.3236 | 5.2986 | 5.2696 | 5.2512 | 5.2284 | 5.21 | 5.2071 | -0.9%
Transmission | Electricity: Prices by Service Category: Transmission: Reference case without Clean Power Plan | 62-AEO2016.123.ref_no_cpp-d032316a | 2015 cents/kWh | 1.0158 | 1.0456 | 1.0904 | 1.1147 | 1.1567 | 1.2088 | 1.2306 | 1.2361 | 1.2301 | 1.2229 | 1.2189 | 1.2166 | 1.2158 | 1.2143 | 1.2136 | 1.2118 | 1.2112 | 1.2108 | 1.2075 | 1.2059 | 1.2076 | 1.2087 | 1.2135 | 1.2142 | 1.2167 | 1.2193 | 1.2227 | 0.6%
Distribution | Electricity: Prices by Service Category: Distribution: Reference case without Clean Power Plan | 62-AEO2016.124.ref_no_cpp-d032316a | 2015 cents/kWh | 2.4188 | 2.4746 | 2.5473 | 2.5711 | 2.6256 | 2.6751 | 2.6694 | 2.6507 | 2.6316 | 2.6249 | 2.6247 | 2.6271 | 2.6294 | 2.6279 | 2.6302 | 2.634 | 2.6375 | 2.6392 | 2.6401 | 2.6429 | 2.6484 | 2.6446 | 2.6425 | 2.6385 | 2.6379 | 2.6334 | 2.6336 | 0.2%
(nominal cents per kilowatthour) |  | 62-AEO2016.125.
Generation | Electricity: Prices by Service Category: Generation: Reference case without Clean Power Plan | 62-AEO2016.126.ref_no_cpp-d032316a | nom cents/kWh | 6.7438 | 6.5185 | 6.5584 | 6.5443 | 6.6708 | 6.7328 | 6.6741 | 6.6607 | 6.6674 | 6.638 | 6.657 | 6.7241 | 6.7868 | 6.9507 | 7.0787 | 7.232 | 7.4462 | 7.6777 | 7.8521 | 7.8873 | 7.8642 | 8.0074 | 8.1432 | 8.2941 | 8.44 | 8.5914 | 8.7665 | 1.2%
Transmission | Electricity: Prices by Service Category: Transmission: Reference case without Clean Power Plan | 62-AEO2016.127.ref_no_cpp-d032316a | nom cents/kWh | 1.0053 | 1.0456 | 1.1106 | 1.1591 | 1.2263 | 1.3072 | 1.3594 | 1.396 | 1.4188 | 1.4383 | 1.4604 | 1.4848 | 1.5123 | 1.5401 | 1.5703 | 1.6006 | 1.6343 | 1.6704 | 1.7038 | 1.7409 | 1.7839 | 1.8267 | 1.8752 | 1.9177 | 1.964 | 2.0107 | 2.0586 | 2.7%
Distribution | Electricity: Prices by Service Category: Distribution: Reference case without Clean Power Plan | 62-AEO2016.128.ref_no_cpp-d032316a | nom cents/kWh | 2.3937 | 2.4746 | 2.5944 | 2.6735 | 2.7835 | 2.8926 | 2.9487 | 2.9935 | 3.0352 | 3.0873 | 3.1446 | 3.2063 | 3.2707 | 3.333 | 3.4032 | 3.4791 | 3.5589 | 3.641 | 3.7252 | 3.8156 | 3.9123 | 3.9967 | 4.0836 | 4.1673 | 4.2583 | 4.3426 | 4.4339 | 2.4%
Fuel Consumption (quadrillion Btu) |  | 62-AEO2016.130.
Coal | Electricity: Fuel Use: Coal: Reference case without Clean Power Plan | 62-AEO2016.131.ref_no_cpp-d032316a | quads | 0.50483 | 0.43988 | 0.4398 | 0.49106 | 0.48063 | 0.50688 | 0.50795 | 0.50603 | 0.48153 | 0.5108 | 0.51319 | 0.51696 | 0.51693 | 0.51425 | 0.51249 | 0.51239 | 0.50602 | 0.50588 | 0.50574 | 0.50792 | 0.50778 | 0.50765 | 0.5075 | 0.50735 | 0.50723 | 0.50708 | 0.50696 | 0.6%
Natural Gas | Electricity: Fuel Use: Natural Gas: Reference case without Clean Power Plan | 62-AEO2016.132.ref_no_cpp-d032316a | quads | 0.045575 | 0.033181 | 0.030979 | 0.022322 | 0.021395 | 0.027285 | 0.029338 | 0.03143 | 0.033642 | 0.03331 | 0.03497 | 0.036038 | 0.036446 | 0.039658 | 0.039164 | 0.03939 | 0.038757 | 0.03876 | 0.038386 | 0.043287 | 0.045509 | 0.04551 | 0.045942 | 0.045425 | 0.045305 | 0.044584 | 0.044645 | 1.2%
Oil | Electricity: Fuel Use: Oil: Reference case without Clean Power Plan | 62-AEO2016.133.ref_no_cpp-d032316a | quads | 0.001494 | 0.001767 | 0.001768 | 0.001981 | 0.001939 | 0.002044 | 0.002047 | 0.002039 | 0.001956 | 0.002074 | 0.002084 | 0.002099 | 0.002099 | 0.002089 | 0.002081 | 0.002081 | 0.002056 | 0.002055 | 0.002054 | 0.002063 | 0.002063 | 0.002062 | 0.002061 | 0.002061 | 0.00206 | 0.00206 | 0.002059 | 0.6%
Total | Electricity: Fuel Use: Total: Reference case without Clean Power Plan | 62-AEO2016.134.ref_no_cpp-d032316a | quads | 0.5519 | 0.47483 | 0.47255 | 0.51536 | 0.50397 | 0.53621 | 0.53933 | 0.5395 | 0.51713 | 0.54619 | 0.55024 | 0.55509 | 0.55548 | 0.556 | 0.55373 | 0.55386 | 0.54683 | 0.54669 | 0.54618 | 0.55327 | 0.55535 | 0.55523 | 0.5555 | 0.55483 | 0.55459 | 0.55373 | 0.55366 | 0.6%
Fuel Prices to the Electric Power Sector |  | 62-AEO2016.136.
(2015 dollars per million Btu) |  | 62-AEO2016.137.
Coal | Electricity: Fuel Prices: Coal: Reference case without Clean Power Plan | 62-AEO2016.138.ref_no_cpp-d032316a | 2015 $/MMBtu | 1.9619 | 1.8663 | 1.6635 | 1.6418 | 1.8272 | 1.8394 | 1.8529 | 1.884 | 1.9083 | 1.9392 | 1.9662 | 1.9913 | 2.0205 | 2.0515 | 2.0865 | 2.1198 | 2.153 | 2.1885 | 2.221 | 2.2435 | 2.2726 | 2.2926 | 2.3164 | 2.3387 | 2.3627 | 2.3835 | 2.4118 | 1%
Natural Gas | Electricity: Fuel Prices: Natural Gas: Reference case without Clean Power Plan | 62-AEO2016.139.ref_no_cpp-d032316a | 2015 $/MMBtu | 5.5544 | 3.2131 | 3.7092 | 4.1411 | 4.439 | 4.7595 | 5.0775 | 5.2121 | 5.2847 | 5.5037 | 5.6513 | 5.814 | 5.8133 | 5.7014 | 5.6478 | 5.593 | 5.5677 | 5.5866 | 5.7088 | 5.7571 | 5.8023 | 5.7969 | 5.7148 | 5.7355 | 5.7607 | 5.7682 | 5.6977 | 2.3%
Distillate Fuel Oil | Electricity: Fuel Prices: Distillate Fuel Oil: Reference case without Clean Power Plan | 62-AEO2016.140.ref_no_cpp-d032316a | 2015 $/MMBtu | 24.1863 | 15.1531 | 11.6901 | 13.2292 | 14.4977 | 16.4068 | 17.0264 | 17.3755 | 17.5171 | 17.9466 | 18.3317 | 18.7903 | 19.3779 | 19.8468 | 20.2357 | 20.7067 | 21.0457 | 21.6359 | 22.2546 | 22.8644 | 23.6134 | 23.9979 | 24.6694 | 25.0814 | 25.7589 | 26.4317 | 27.0774 | 2.3%
Residual Fuel Oil | Electricity: Fuel Prices: Residual Fuel Oil: Reference case without Clean Power Plan | 62-AEO2016.141.ref_no_cpp-d032316a | 2015 $/MMBtu | 11.9012 | 4.6753 | 2.582 | 4.4471 | 5.3912 | 7.3571 | 8.3361 | 9.0832 | 9.6624 | 10.0691 | 10.4071 | 10.7937 | 11.3208 | 11.6891 | 11.9621 | 12.2857 | 12.5394 | 13.025 | 13.5512 | 14.0872 | 14.7396 | 14.9802 | 15.5663 | 15.8652 | 16.4211 | 17.0549 | 17.5835 | 5.4%
(nominal dollars per million Btu) |  | 62-AEO2016.143.
Coal | Electricity: Fuel Prices: Coal: Reference case without Clean Power Plan | 62-AEO2016.144.ref_no_cpp-d032316a | nom $/MMBtu | 1.9417 | 1.8663 | 1.6943 | 1.7072 | 1.9372 | 1.989 | 2.0468 | 2.1276 | 2.201 | 2.2807 | 2.3557 | 2.4302 | 2.5132 | 2.6021 | 2.6998 | 2.7999 | 2.9051 | 3.0191 | 3.1339 | 3.239 | 3.3572 | 3.4647 | 3.5796 | 3.6939 | 3.8141 | 3.9304 | 4.0604 | 3.2%
Natural Gas | Electricity: Fuel Prices: Natural Gas: Reference case without Clean Power Plan | 62-AEO2016.145.ref_no_cpp-d032316a | nom $/MMBtu | 5.4969 | 3.2131 | 3.7778 | 4.3059 | 4.7061 | 5.1465 | 5.6088 | 5.8861 | 6.0952 | 6.4732 | 6.7708 | 7.0956 | 7.2311 | 7.2313 | 7.3076 | 7.3876 | 7.5127 | 7.707 | 8.0551 | 8.3116 | 8.5714 | 8.7605 | 8.8312 | 9.0589 | 9.2993 | 9.5118 | 9.5925 | 4.5%
[5 empty] | -41.55% | 17.58% | 13.98% | 9.293% | 9.36% | 8.982% | 4.945% | 3.552% | 6.201% | 4.598% | 4.797% | 1.908% | 0.00289% | 1.056% | 1.094% | 1.694% | 2.586% | 4.517% | 3.184% | 3.126% | 2.206% | 0.8074% | 2.579% | 2.653% | 2.285% | 0.849% | 2.78%
Distillate Fuel Oil | Electricity: Fuel Prices: Distillate Fuel Oil: Reference case without Clean Power Plan | 62-AEO2016.146.ref_no_cpp-d032316a | nom $/MMBtu | 23.9362 | 15.1531 | 11.9062 | 13.7558 | 15.3699 | 17.7412 | 18.8078 | 19.6226 | 20.2036 | 21.108 | 21.9631 | 22.9324 | 24.1039 | 25.1725 | 26.1827 | 27.3506 | 28.3979 | 29.8481 | 31.4014 | 33.0095 | 34.8829 | 36.2665 | 38.1221 | 39.6149 | 41.5814 | 43.5864 | 45.5866 | 4.5%
Residual Fuel Oil | Electricity: Fuel Prices: Residual Fuel Oil: Reference case without Clean Power Plan | 62-AEO2016.147.ref_no_cpp-d032316a | nom $/MMBtu | 11.7782 | 4.6753 | 2.6298 | 4.6241 | 5.7156 | 7.9554 | 9.2082 | 10.2578 | 11.1443 | 11.8428 | 12.4687 | 13.173 | 14.0818 | 14.8258 | 15.4777 | 16.2276 | 16.92 | 17.9689 | 19.1208 | 20.3379 | 21.7742 | 22.6386 | 24.0549 | 25.0584 | 26.5079 | 28.1239 | 29.603 | 7.7%
Emissions from the Electric Power Sector |  | 62-AEO2016.150.
Total Carbon (million short tons) | Electricity: Emissions: Total Carbon: Reference case without Clean Power Plan | 62-AEO2016.151.ref_no_cpp-d032316a | MMst | 15.2128 | 13.5322 | 13.4892 | 14.8651 | 14.5412 | 15.4096 | 15.4743 | 15.4518 | 14.762 | 15.6205 | 15.7157 | 15.8423 | 15.8647 | 15.8178 | 15.7601 | 15.7566 | 15.5733 | 15.552 | 15.5449 | 15.6835 | 15.7344 | 15.7091 | 15.652 | 15.6213 | 15.6134 | 15.5878 | 15.6035 | 0.6%
Carbon Dioxide (million short tons) | Electricity: Emissions: Carbon Dioxide: Reference case without Clean Power Plan | 62-AEO2016.152.ref_no_cpp-d032316a | MMst | 55.7804 | 49.618 | 49.4604 | 54.5054 | 53.3178 | 56.5019 | 56.739 | 56.6566 | 54.1273 | 57.2752 | 57.6242 | 58.0885 | 58.1704 | 57.9985 | 57.7872 | 57.7742 | 57.1022 | 57.0241 | 56.9981 | 57.506 | 57.6927 | 57.5998 | 57.3907 | 57.2782 | 57.2493 | 57.1554 | 57.2129 | 0.6%
Sulfur Dioxide (million short tons) | Electricity: Emissions: Sulfur Dioxide: Reference case without Clean Power Plan | 62-AEO2016.153.ref_no_cpp-d032316a | MMst | 0.071216 | 0.021023 | 0.01073 | 0.017159 | 0.014931 | 0.017411 | 0.01348 | 0.016655 | 0.011317 | 0.013026 | 0.012696 | 0.013925 | 0.015501 | 0.013609 | 0.01298 | 0.013471 | 0.01432 | 0.01169 | 0.01243 | 0.01197 | 0.01489 | 0.012671 | 0.013271 | 0.013344 | 0.014145 | 0.013434 | 0.01465 | -1.4%
Nitrogen Oxide (million short tons) | Electricity: Emissions: Nitrogen Oxide: Reference case without Clean Power Plan | 62-AEO2016.154.ref_no_cpp-d032316a | MMst | 0.04 | 0.037564 | 0.034094 | 0.040539 | 0.039635 | 0.043082 | 0.042807 | 0.042603 | 0.038849 | 0.040389 | 0.040046 | 0.041237 | 0.041329 | 0.041063 | 0.040854 | 0.040733 | 0.039563 | 0.039414 | 0.03947 | 0.040096 | 0.040184 | 0.040059 | 0.040304 | 0.040115 | 0.04009 | 0.039956 | 0.039876 | 0.2%
Mercury (short tons) | Electricity: Emissions: Mercury: Reference case without Clean Power Plan | 62-AEO2016.155.ref_no_cpp-d032316a | st | 0.70969 | 0.66208 | 0.1488 | 0.16695 | 0.16572 | 0.17455 | 0.17478 | 0.17525 | 0.16564 | 0.17614 | 0.17551 | 0.17802 | 0.16991 | 0.17729 | 0.17409 | 0.17657 | 0.16676 | 0.17408 | 0.17174 | 0.17405 | 0.16461 | 0.17461 | 0.16007 | 0.15279 | 0.14902 | 0.15404 | 0.14563 | -5.9%