## Summary 2015
Montana-Dakota Utilities Co.
Gas Utility - South Dakota
Conservation Portfolio Summary
2015
| Actual 2015 |  |  |  | Lifetime
Programs | Participants | Cost | Dk Savings | Cost/Dk | Dk Savings
Residential Program
Furnaces - 95+% AFUE - New | 136 | 43831 | 1086 | 40.36 | 21720
Furnaces - 95+% AFUE - Repl. | 202 | 65103 | 2559 | 25.44 | 51180
Water Heating (.67 EF) | 4 | 429 | 18 | 23.83 | 180
Programmable Thermostats | 152 | 3266 | 441 | 7.41 | 4410
Total Residential | 494 | 112629 | 4104 | 27.44 | 77490
Commercial Program
Furnaces - 95+% AFUE - New | 0 | 0 | 0
Furnaces - 95+% AFUE - Repl. | 6 | 1934 | 150 | 12.89 | 3000
Custom Efficiency | 0 | 0 | 0
Total Commercial | 6 | 1934 | 150 | 12.89 | 3000
Total Programs | 500 | 114563 | 4254 | 26.93 | 80490
Water heater program discontinued in 2015, reflects rebates for water heaters installed in 2014.

## Database Inputs
South Dakota Natural Gas DSM Programs
Technical Assumptions
Cost Assumptions
Technical Assumptions
| Participation | [5 empty] | Average
|  | Number of |  |  | Average | Average | Non-Energy |  |  |  | Average
| Customer | Participants | Project | Baseline | High | dk Saved | Benefits | Cost | Cost High | incremental | Incentive
2015 Program Year | Class | 2015 | Life | Efficiency | Efficiency | / part | / Part | Std Equip | Eff Equip | Cost | / Part | Technical Notes
Residential
Furnace Tier 2 - 95%+ AFUE - New | Residential | 136 | 20 | 90 | 95 | 8 | 732 | 1380 | 2000 | 302 | 300 | 75,000 btuh Average | 0
Furnace Tier 2 - 95%+ AFUE - Replacement | Residential | 202 | 20 | 80 | 95 | 12.7 | 732 | 880 | 2000 | 650 | 300 | 75,000 btuh Average | 75,000 btuh Avg.
Water Heating Tier 2 (.67 EF) | Residential | 4 | 10 | 0.58 | 0.67 | 4.5 | 0 | NA | NA | 100 | 100 | 40 Gallon | 40 gal.
Programmable Thermostats | Residential | 152 | 10 | NA | NA | 2.9 | 0 |  |  | 60 | 20
Commercial
Furnace Tier 2 - 95%+ AFUE - New | Commercial | 0 | 20 | 90 | 95 | #DIV/0! | 732 | 880 | 2000 | 302 | 300 | 75,000 btuh Average
Furnace Tier 2 - 95%+ AFUE - Replacement | Commercial | 6 | 20 | 80 | 95 | 25 | 732 | 880 | 2000 | 650 | 300 | 75,000 btuh Average
Custom Efficiency | Commercial | 0 | 15 | NA | NA | #DIV/0! | 0 | NA | NA | 3000 | 600
Totals |  | 500

## Total Program Inputs
Montana-Dakota Utilities Co.
Gas Utility - South Dakota
DSM Summary
Actual 2015
|  |  | Incentive | Admin | Admin | Total
| Participants | Dk Savings | Expense | Allocation | Expense 1/ | Expense | Incentive | dk/part.
Residential
High Efficiency Furnace - 95%+ (new) | 136 | 1086 | 40800 | 38.26% | 3031 | 43831 | 300 | 8
High Efficiency Furnace - 95%+ | 202 | 2559 | 60600 | 56.83% | 4503 | 65103 | 300 | 12.7
High Efficiency Water Heater (.67+ EF) 1/ | 4 | 18 | 400 | 0.37% | 29 | 429 | 100 | 4.5
Programmable Thermostats | 152 | 441 | 3040 | 2.85% | 226 | 3266 | 20 | 2.9
Total Residential | 494 | 4104 | 104840 | 98.31% | 7789 | 112629
Commmercial & Industrial
High Efficiency Furnace - 95%+ (new) | 0 | 0 | 0 | 0% | 0 | 0 | 300 | #DIV/0!
High Efficiency Furnace - 95%+ (replacement) | 6 | 150 | 1800 | 1.69% | 134 | 1934 | 300 | 25
Custom | 0 | 0 | 0 | 0% | 0 | 0 | 600 | #DIV/0!
Total Commercial and Industrial | 6 | 150 | 1800 | 1.69% | 134 | 1934
Total South Dakota | 500 | 4254 | 106640 | 100% | 7923 | 114563
1/ Program discontinued in 2015, reflects rebates for water heaters installed in 2014.
2/ Administration expense allocated on incentive costs.
3.5714
Admin costs | 7923

## Summary of Ratios
Montana-Dakota Utilities Co.
South Dakota Gas DSM Program Summary
Benefit/Cost Ratios
Actual 2015
Total
| Customer |  |  |  |  | Resource
Program | Class | RIM | Utility | Societal | Participant | Cost
Total Portfolio |  | 1.19 | 1.89 | 2.29 | 4.5659 | 1.56
Furnace (95+%) - New | Residential | 0.93 | 1.32 | 3.04 | 7.19 | 2.07
Furnace (95+%) - Replacement | Residential | 1.26 | 2.09 | 2.03 | 3.8713 | 1.37
Water Heating (.67 EF) | Residential | 1 | 1.42 | 1.81 | 3.1475 | 1.42
Programmable Thermostats | Residential | 1.88 | 4.41 | 1.97 | 2.6406 | 1.54
Furnace (95+%) - New | Commercial
Furnace (95+%) - Replacement | Commercial | 2.1 | 4.13 | 3.5 | 4.9618 | 2.34
Custom Efficiency | Commercial

## Gas Input Table Summary
Montana-Dakota Utilities Co.
2015 Input Data Summary
South Dakota Natural Gas Conservation Model - Actual 2015 Results
Input No. | Input Data Description | Information Source | SD Res. | SD Comm.
1 | Retail Rate ($/dk) | Weighted Average of SD retail rate using projected 2016 gas costs & February 2016 pipeline and distribution | 5.972 | 5.53
| Escalation Rate |  | 3.5% | 3.5%
2 | Non-Gas Fuel Retail ($/fuel/unit) | Average retail cost of non gas fuel if measures also saves kWh, gallons of water, etc. (for analysis purposes, used electric as Non-Gas Fuel Retail Rate) | 0.14206 | 0.135
| Escalation Rate |  | 3.5% | 3.5%
| Non-Gas Fuel Units (ie. kWh, Gallons, etc) |  | Kwh | Kwh
3 | Commodity Cost ($/dk) | Estimated 2016 gas costs and February 2016 pipeline commodity | 2.577 | 2.577
| Escalation Rate |  | 3.5% | 3.5%
4 | Demand Cost ($/dk/Yr) | Annual cost of firm capacity on pipeline - Feburary 2016 PGA | 142.21 | 142.21
| Escalation Rate |  | 1% | 1%
5 | Peak Reduction Factor | Estimated average peak day reduction factor caused by implementing the measure (s) | 1% | 1%
6 | Variable O&M ($/dk) | Estimated variable O&M that will be avoided due the implementing the measure | 0 | 0
| Escalation Rate |  | 0% | 0%
7 | Non-Gas Fuel Cost ($/Fuel Unit) | Average commodity cost of non gas fuel if measures also saves kWh, gallons of water, etc. (for analysis purposes, used electric as Non-Gas Fuel Cost) | 0.0218 | 0.0218
| Escalation Rate |  | 3.5% | 3.5%
8 | Non-Gas Fuel Loss Factor | Non-Gas fuel loss factor (for analysis purposes, used Montana-Dakota 12 month ending July 2014loss factor) | 5.1% | 5.1%
9 | Gas Environmental Damage Factor | Per the 2013-2015 CIP triennium from Minnesota approved by the Minnesota Division of Energy Resources Staff | 0.35 | 0.35
| Escalation Rate |  | 2.3% | 2.3%
10 | Non Gas Fuel Environmental Damage Factor | Not Applicable | 0 | 0
| Escalation Rate |  | 0% | 0%
11 | Participant Discount Rate |  | 10% | 10%
12 | Utility Discount Rate | Montana-Dakota's authorized average cost of capital | 7.6% | 7.6%
13 | Societal Discount Rate | Equal to the 30 year T-Bill rate average for Twelve Months Ending September 16, 2014 | 3.56% | 3.56%
14 | General Input Data Year = | Year data was input | 2014 | 2014
15 | Project Analysis Year | Year(s) program will be implemented | 2015 | 2015
|  |  | 2016 | 2016
|  |  | 2017 | 2017
16 | Utility Project Costs | Total direct cost to the utility caused by implementing the program(s)
17 | Direct Participant Costs ($/Part.) | Direct costs that the participant would have to participate in the program
18 | Participant Non-Energy Costs (Annual $/Part.) Yr. 1 | Annual participant non-energy costs if applicable caused by implementing the measure (Not Applicable) | 0 | 0
| Yr. 2 |  | 0 | 0
| Yr. 3 |  | 0 | 0
| Escalation Rate Yr. 1 |  | 0% | 0%
| Escalation Rate Yr. 2 |  | 0% | 0%
| Escalation Rate Yr. 3 |  | 0% | 0%
19 | Participant Non-Energy Savings (Annual $/Part) Yr. 1 | Participant non energy savings if applicable caused by implementing the measure (Not Applicable) | 0 | 0
| Yr. 2 |  | 0 | 0
| Yr. 3 |  | 0 | 0
| Escalation Rate Yr. 1 |  | 0% | 0%
| Escalation Rate Yr. 2 |  | 0% | 0%
| Escalation Rate Yr. 3 |  | 1.4% | 1.4%
20 | Project Life (Years) | Based on the estimated useful life of the energy saving equipment (20 years maximum)
21 | Avg. Dk/Part. Saved | Avg energy reduction (Dk) caused by the program(s)
22 | Avg Non-Gas Fuel Units/Part. Saved Yr. 1 | Average non-gas fuel units saved or added due to implementing the measure (for analysis purposes, used Kwh)
| Yr. 2 |  | 0 | 0
| Yr. 3 |  | 0 | 0
22a | Avg Additional Non-Gas Fuel Units/ Part. Used Yr. 1 |  | 0 | 0
| Yr. 2 |  | 0 | 0
| Yr. 3 |  | 0 | 0
23 | Number of Participants | Total number of expected participants is the program(s)
24 | Total Annual Dk Saved | Total Dk saved from the program in the year implemented
25 | Incentive/Participant | Incentive provided to the participant
26 | Distribution Delivery Charge | Weighted Average of Montana-Dakota's Distribution Delivery Charge | 1.744 | 1.302
27 | Effective Fed & State Income Tax Rate | Montana-Dakota's effective tax rate | 35% | 35%

## Total Program
NATURAL GAS CONSERVATION PROGRAMS/DEMAND-SIDE MANAGEMENT | [6 empty] | Table 1 | [17 empty] | Table 2 | [8 empty] | Table 3 | [12 empty] | Table 4 | [10 empty] | Table 5
BEN/COST ANALYSIS FOR GAS CONSERVATION | [6 empty] | Ratepayer Impact Measure Test | [17 empty] | Utility Cost Test | [8 empty] | Societal Test | [12 empty] | Participant Test | [10 empty] | Total Resource Cost Test
Company: | Montana-Dakota Utilities Co. | [5 empty] | Company: |  | Montana-Dakota Utilities Co. | [15 empty] | Company: |  | Montana-Dakota Utilities Co. | [6 empty] | Company: |  | Montana-Dakota Utilities Co. | [11 empty] | Company: | Montana-Dakota Utilities Co. | [9 empty] | Company: | Montana-Dakota Utilities Co.
Project: | Total South Dakota Program | [5 empty] | Project: |  | Total South Dakota Program | [15 empty] | Project: |  | Total South Dakota Program | [6 empty] | Project: |  | Total South Dakota Program | [11 empty] | Project: | Total South Dakota Program | [9 empty] | Project: | Total South Dakota Program
Program Years: | Actual 2015
[10 empty] | Benefits | [9 empty] | Costs | [6 empty] | Benefits |  |  | Costs | [5 empty] | Benefits | [6 empty] | Costs | [5 empty] | Benefits | [6 empty] | Costs |  |  |  | Benefits |  |  |  | Costs
Input Data |  |  |  | 2015 | [19 empty] | Annual | [8 empty] | Annual |  |  |  |  | Non-Gas | [7 empty] | Annual | [10 empty] | Annual | [9 empty] | Annual
[9 empty] | Total | Gas | Gas | Variable | Variable | Total | Peak Dk | Dmd | Total |  | Distribution |  | Program |  | Total | Benefits |  |  | Total | Total | Annual | Program |  | Utility | Benefits |  |  | Total | Total | Energy | Non-Gas | Environmental | Environmental | Annual | Utility | Participants' | Annual | Benefits |  |  |  | Total |  | Gas | Non-Gas | Non-Gas | Total | Direct | Benefits |  |  | Total | Total | Non-Gas | Total | Utility | Participants' |  | Benefits
1) Retail Rate ($/Dk) = |  |  | 16) Utility Project Costs | [5 empty] | Energy | Commodity | Commodity | O & M | O & M | Energy | Demand | Savings | Demand | Total | Delivery | Lost | Admin | Incentive | Program | Less |  |  | Energy | Demand | Total | Admin | Incentive | Program | Less |  |  | Energy | Demand | Savings | Energy | Damage | Damage | Total | Program | Costs Net | Total | Less |  |  | Incentives | Energy | Retail | Bill | Fuel | Energy | Annual | Participant | Less |  |  | Energy | Demand | Energy | Annual | Program | Costs Net | Total | Less
Escalation Rate = |  |  | 16a) Administrative & Operating Costs | 7923 |  | t |  |  | Reduction | Cost/Dk | Savings | Cost/Dk | Savings | Savings | Reduction | '/ Unit | Savings | Savings | Charge | Margin | Costs | Costs | Costs | Costs |  |  | Savings | Savings | Savings | Costs | Costs | Costs | Costs |  |  | Savings | Savings | ($/Part.) | Savings | Savings/Dk | Savings | Savings | Costs | of Rebate | Costs | Costs |  |  | Received | Reduction | Rate | Savings | Retail Rate | Savings | Benefits | Costs | Costs |  |  | Savings | Savings | Savings | Benefits | Costs | of Rebate | Costs | Costs
|  |  | 16b) Incentive Costs = | 106640 |  |  |  | Year | (A) | (B) | (C) | (D) | (E) | (F) | (G) | (H) | (I) | (J) | (K) | (L) | (M) | (N) | (O) | (P) |  | Year | (A) | (B) | (C) | (D) | (E) | (F) | (G) |  | Year | (A) | (B) | (C) | (D) | (E) | (F) | (G) | (H) | (I) | (J) | (K) |  | Year | (A) | (B) | (C) | (D) | (E) | (F) | (G) | (H) | (I) |  | Year | (A) | (B) | (C) | (D) | (E) | (F) | (G) | (H)
2) Non-Gas Fuel Retail Rate ($/Fuel Unit) = |  |  | 16c) Total Utility Project Costs = | 114563
Escalation Rate = | [5 empty] | 1 |  | 2015 | 4254 | 18 | 10963 | 0 | 0 | 10963 | 43 | 994 | 6049 | 17012 |  | 4945 | 7923 | 106640 | 119508 | -102496 |  | 2015 | 10963 | 6049 | 17012 | 7923 | 106640 | 114563 | -97551 |  | 2015 | 10963 | 6049 | 17012 | 6043 | 3 | 1523 | 24578 | 114563 | 79152 | 193715 | -169137 |  | 2015 | 106640 | 4254 | 42 | 26226 | 1 | 36985 | 169851 | 185792 | -15941 |  | 2015 | 10963 | 6049 | 6043 | 23055 | 114563 | 79152 | 193715 | -170660
Non-Gas Fuel Units (ie. kWh,Gallons, etc) = |  |  | 17) Direct Participant Costs ($/Part.) = |  |  | 2 |  | 2016 | 4254 | 19 | 11345 | 0 | 0 | 11345 | 43 | 1008 | 6135 | 17480 |  | 5119 | 0 | 0 | 5119 | 12361 |  | 2016 | 11345 | 6135 | 17480 | 0 | 0 | 0 | 17480 |  | 2016 | 11345 | 6135 | 17480 | 6296 | 3 | 1557 | 25333 | 0 | 0 | 0 | 25333 |  | 2016 | 0 | 4254 | 43 | 27142 | 1 | 38244 | 65386 | 0 | 65386 |  | 2016 | 11345 | 6135 | 6296 | 23776 | 0 | 0 | 0 | 23776
[6 empty] | 3 |  | 2017 | 4254 | 19 | 11745 | 0 | 0 | 11745 | 43 | 1015 | 6178 | 17923 |  | 5300 | 0 | 0 | 5300 | 12623 |  | 2017 | 11745 | 6178 | 17923 | 0 | 0 | 0 | 17923 |  | 2017 | 11745 | 6178 | 17923 | 6296 | 3 | 1595 | 25814 | 0 | 0 | 0 | 25814 |  | 2017 | 0 | 4254 | 45 | 28092 | 1 | 39751 | 67843 | 0 | 67843 |  | 2017 | 11745 | 6178 | 6296 | 24219 | 0 | 0 | 0 | 24219
3) Commodity Cost ($/Dk) = |  |  | 18) Participant Non-Energy Costs (Annual $/Part.) = |  |  | 4 |  | 2018 | 4254 | 20 | 12154 | 0 | 0 | 12154 | 43 | 1029 | 6262 | 18416 |  | 5484 | 0 | 0 | 5484 | 12932 |  | 2018 | 12154 | 6262 | 18416 | 0 | 0 | 0 | 18416 |  | 2018 | 12154 | 6262 | 18416 | 6546 | 3 | 1629 | 26591 | 0 | 0 | 0 | 26591 |  | 2018 | 0 | 4254 | 46 | 29076 | 1 | 41010 | 70086 | 0 | 70086 |  | 2018 | 12154 | 6262 | 6546 | 24962 | 0 | 0 | 0 | 24962
Escalation Rate = |  |  | Escalation Rate = |  |  | 5 |  | 2019 | 4254 | 21 | 12579 | 0 | 0 | 12579 | 43 | 1036 | 6305 | 18884 |  | 5676 | 0 | 0 | 5676 | 13208 |  | 2019 | 12579 | 6305 | 18884 | 0 | 0 | 0 | 18884 |  | 2019 | 12579 | 6305 | 18884 | 6799 | 3 | 1668 | 27351 | 0 | 0 | 0 | 27351 |  | 2019 | 0 | 4254 | 48 | 30095 | 1 | 42516 | 72611 | 0 | 72611 |  | 2019 | 12579 | 6305 | 6799 | 25683 | 0 | 0 | 0 | 25683 | t
[6 empty] | 6 |  | 2020 | 4254 | 21 | 13021 | 0 | 0 | 13021 | 43 | 1043 | 6348 | 19369 |  | 5875 | 0 | 0 | 5875 | 13494 |  | 2020 | 13021 | 6348 | 19369 | 0 | 0 | 0 | 19369 |  | 2020 | 13021 | 6348 | 19369 | 7050 | 3 | 1705 | 28124 | 0 | 0 | 0 | 28124 |  | 2020 | 0 | 4254 | 50 | 31147 | 1 | 44027 | 75174 | 0 | 75174 |  | 2020 | 13021 | 6348 | 7050 | 26419 | 0 | 0 | 0 | 26419
4) Demand Cost ($/Unit/Yr) = |  |  | 19) Participant Non-Energy Savings (Annual $/Part) = |  |  | 7 |  | 2021 | 4254 | 22 | 13476 | 0 | 0 | 13476 | 43 | 1057 | 6433 | 19909 |  | 6081 | 0 | 0 | 6081 | 13828 |  | 2021 | 13476 | 6433 | 19909 | 0 | 0 | 0 | 19909 |  | 2021 | 13476 | 6433 | 19909 | 7302 | 3 | 1744 | 28955 | 0 | 0 | 0 | 28955 |  | 2021 | 0 | 4254 | 52 | 32237 | 1 | 45537 | 77774 | 0 | 77774 |  | 2021 | 13476 | 6433 | 7302 | 27211 | 0 | 0 | 0 | 27211
Escalation Rate = |  |  | Escalation Rate = |  |  | 8 |  | 2022 | 4254 | 23 | 13949 | 0 | 0 | 13949 | 43 | 1064 | 6475 | 20424 |  | 6294 | 0 | 0 | 6294 | 14130 |  | 2022 | 13949 | 6475 | 20424 | 0 | 0 | 0 | 20424 |  | 2022 | 13949 | 6475 | 20424 | 7555 | 3 | 1787 | 29766 | 0 | 0 | 0 | 29766 |  | 2022 | 0 | 4254 | 53 | 33366 | 1 | 47049 | 80415 | 0 | 80415 |  | 2022 | 13949 | 6475 | 7555 | 27979 | 0 | 0 | 0 | 27979 | 1
[6 empty] | 9 |  | 2023 | 4254 | 24 | 14434 | 0 | 0 | 14434 | 43 | 1078 | 6561 | 20995 |  | 6514 | 0 | 0 | 6514 | 14481 |  | 2023 | 14434 | 6561 | 20995 | 0 | 0 | 0 | 20995 |  | 2023 | 14434 | 6561 | 20995 | 7806 | 3 | 1825 | 30626 | 0 | 0 | 0 | 30626 |  | 2023 | 0 | 4254 | 55 | 34534 | 1 | 48807 | 83341 | 0 | 83341 |  | 2023 | 14434 | 6561 | 7806 | 28801 | 0 | 0 | 0 | 28801 | 2
5) Peak Reduction Factor = |  |  | 20) Project Life (Years) = |  |  | 10 |  | 2024 | 4254 | 25 | 14940 | 0 | 0 | 14940 | 43 | 1092 | 6645 | 21585 |  | 6742 | 0 | 0 | 6742 | 14843 |  | 2024 | 14940 | 6645 | 21585 | 0 | 0 | 0 | 21585 |  | 2024 | 14940 | 6645 | 21585 | 8059 | 3 | 1868 | 31512 | 0 | 0 | 0 | 31512 |  | 2024 | 0 | 4254 | 57 | 35742 | 1 | 50317 | 86059 | 0 | 86059 |  | 2024 | 14940 | 6645 | 8059 | 29644 | 0 | 0 | 0 | 29644 | 3
[6 empty] | 11 |  | 2025 | 3795 | 25 | 13795 | 0 | 0 | 13795 | 38 | 1099 | 5966 | 19761 |  | 6217 | 0 | 0 | 6217 | 13544 |  | 2025 | 13795 | 5966 | 19761 | 0 | 0 | 0 | 19761 |  | 2025 | 13795 | 5966 | 19761 | 8561 | 3 | 1704 | 30026 | 0 | 0 | 0 | 30026 |  | 2025 | 0 | 3795 | 59 | 32992 | 1 | 52080 | 85072 | 0 | 85072 |  | 2025 | 13795 | 5966 | 8561 | 28322 | 0 | 0 | 0 | 28322 | 4
6) Variable O&M ($/Dk) = |  |  | 21) Avg. Dk/Part. Saved = |  |  | 12 |  | 2026 | 3795 | 26 | 14277 | 0 | 0 | 14277 | 38 | 1113 | 6042 | 20319 |  | 6435 | 0 | 0 | 6435 | 13884 |  | 2026 | 14277 | 6042 | 20319 | 0 | 0 | 0 | 20319 |  | 2026 | 14277 | 6042 | 20319 | 8813 | 3 | 1746 | 30878 | 0 | 0 | 0 | 30878 |  | 2026 | 0 | 3795 | 61 | 34145 | 1 | 54091 | 88236 | 0 | 88236 |  | 2026 | 14277 | 6042 | 8813 | 29132 | 0 | 0 | 0 | 29132
Escalation Rate = | [5 empty] | 13 |  | 2027 | 3795 | 27 | 14778 | 0 | 0 | 14778 | 38 | 1120 | 6080 | 20858 |  | 6663 | 0 | 0 | 6663 | 14195 |  | 2027 | 14778 | 6080 | 20858 | 0 | 0 | 0 | 20858 |  | 2027 | 14778 | 6080 | 20858 | 9065 | 3 | 1784 | 31707 | 0 | 0 | 0 | 31707 |  | 2027 | 0 | 3795 | 63 | 35341 | 2 | 55854 | 91195 | 0 | 91195 |  | 2027 | 14778 | 6080 | 9065 | 29923 | 0 | 0 | 0 | 29923
|  |  | 22) Avg Non-Gas Fuel Units/Part. Saved = |  |  | 14 |  | 2028 | 3795 | 28 | 15295 | 0 | 0 | 15295 | 38 | 1134 | 6156 | 21451 |  | 6895 | 0 | 0 | 6895 | 14556 |  | 2028 | 15295 | 6156 | 21451 | 0 | 0 | 0 | 21451 |  | 2028 | 15295 | 6156 | 21451 | 9317 | 3 | 1825 | 32593 | 0 | 0 | 0 | 32593 |  | 2028 | 0 | 3795 | 66 | 36579 | 2 | 57868 | 94447 | 0 | 94447 |  | 2028 | 15295 | 6156 | 9317 | 30768 | 0 | 0 | 0 | 30768
7) Non-Gas Fuel Cost ($/Fuel Unit) = |  |  | 22a) Avg Additional Non-Gas Fuel Units/ Part. Used = |  |  | 15 |  | 2029 | 3795 | 29 | 15830 | 0 | 0 | 15830 | 38 | 1141 | 6195 | 22025 |  | 7136 | 0 | 0 | 7136 | 14889 |  | 2029 | 15830 | 6195 | 22025 | 0 | 0 | 0 | 22025 |  | 2029 | 15830 | 6195 | 22025 | 9569 | 3 | 1867 | 33461 | 0 | 0 | 0 | 33461 |  | 2029 | 0 | 3795 | 68 | 37858 | 2 | 59878 | 97736 | 0 | 97736 |  | 2029 | 15830 | 6195 | 9569 | 31594 | 0 | 0 | 0 | 31594
Escalation Rate = | [5 empty] | 16 |  | 2030 | 3795 | 30 | 16383 | 0 | 0 | 16383 | 38 | 1155 | 6271 | 22654 |  | 7385 | 0 | 0 | 7385 | 15269 |  | 2030 | 16383 | 6271 | 22654 | 0 | 0 | 0 | 22654 |  | 2030 | 16383 | 6271 | 22654 | 10073 | 4 | 1913 | 34640 | 0 | 0 | 0 | 34640 |  | 2030 | 0 | 3795 | 70 | 39182 | 2 | 61893 | 101075 | 0 | 101075 |  | 2030 | 16383 | 6271 | 10073 | 32727 | 0 | 0 | 0 | 32727
|  |  | 23) Number of Participants = | 500 |  | 17 |  | 2031 | 3795 | 31 | 16956 | 0 | 0 | 16956 | 38 | 1169 | 6346 | 23302 |  | 7643 | 0 | 0 | 7643 | 15659 |  | 2031 | 16956 | 6346 | 23302 | 0 | 0 | 0 | 23302 |  | 2031 | 16956 | 6346 | 23302 | 10324 | 4 | 1954 | 35580 | 0 | 0 | 0 | 35580 |  | 2031 | 0 | 3795 | 73 | 40556 | 2 | 64154 | 104710 | 0 | 104710 |  | 2031 | 16956 | 6346 | 10324 | 33626 | 0 | 0 | 0 | 33626 | 5
8) Non-Gas Fuel Loss Factor | [5 empty] | 18 |  | 2032 | 3795 | 32 | 17552 | 0 | 0 | 17552 | 38 | 1176 | 6384 | 23936 |  | 7910 | 0 | 0 | 7910 | 16026 |  | 2032 | 17552 | 6384 | 23936 | 0 | 0 | 0 | 23936 |  | 2032 | 17552 | 6384 | 23936 | 10828 | 4 | 2000 | 36764 | 0 | 0 | 0 | 36764 |  | 2032 | 0 | 3795 | 75 | 41975 | 2 | 66420 | 108395 | 0 | 108395 |  | 2032 | 17552 | 6384 | 10828 | 34764 | 0 | 0 | 0 | 34764 | 6
|  |  | 24) Total Annual Dk Saved = | 4254 |  | 19 |  | 2033 | 3795 | 34 | 18167 | 0 | 0 | 18167 | 38 | 1190 | 6460 | 24627 |  | 8188 | 0 | 0 | 8188 | 16439 |  | 2033 | 18167 | 6460 | 24627 | 0 | 0 | 0 | 24627 |  | 2033 | 18167 | 6460 | 24627 | 11079 | 4 | 2045 | 37751 | 0 | 0 | 0 | 37751 |  | 2033 | 0 | 3795 | 78 | 43443 | 2 | 68687 | 112130 | 0 | 112130 |  | 2033 | 18167 | 6460 | 11079 | 35706 | 0 | 0 | 0 | 35706 | 7
9) Gas Environmental Damage Factor = | [5 empty] | 20 |  | 2034 | 3795 | 35 | 18800 | 0 | 0 | 18800 | 38 | 1204 | 6536 | 25336 |  | 8474 | 0 | 0 | 8474 | 16862 |  | 2034 | 18800 | 6536 | 25336 | 0 | 0 | 0 | 25336 |  | 2034 | 18800 | 6536 | 25336 | 11583 | 4 | 2095 | 39014 | 0 | 0 | 0 | 39014 |  | 2034 | 0 | 3795 | 81 | 44965 | 2 | 71200 | 116165 | 0 | 116165 |  | 2034 | 18800 | 6536 | 11583 | 36919 | 0 | 0 | 0 | 36919
Escalation Rate = |  |  | 25) Incentive/Participant = |  |  | 21 |  | 2035 | 0 | 36 | 0 | 0 | 0 | 0 | 0 | 1218 | 0 | 0 |  | 0 | 0 | 0 | 0 | 0 |  | 2035 | 0 | 0 | 0 | 0 | 0 | 0 | 0 |  | 2035 | 0 | 0 | 0 | 0 | 4 | 0 | 0 | 0 | 0 | 0 | 0 |  | 2035 | 0 | 0 | 83 | 0 | 2 | 0 | 0 | 0 | 0 |  | 2035 | 0 | 0 | 0 | 0 | 0 | 0 | 0 | 0
[6 empty] | 22 |  | 2036 | 0 | 0 | 0 | 0 | 0 | 0 | 0 | 0 | 0 | 0 |  | 0 | 0 | 0 | 0 | 0 |  | 2036 | 0 | 0 | 0 | 0 | 0 | 0 | 0 |  | 2036 | 0 | 0 | 0 | 0 | 0 | 0 | 0 | 0 | 0 | 0 | 0 |  | 2036 | 0 | 0 | 0 | 0 | 0 | 0 | 0 | 0 | 0 |  | 2036 | 0 | 0 | 0 | 0 | 0 | 0 | 0 | 0 | 8
10) Non Gas Fuel Environmental Damage Factor = |  |  | 26) Distribution Delivery Charge
Escalation Rate = | [6 empty] | Total = |  | 80490 | [8 empty] | 416266 |  |  |  |  | 245539 | 170727 | Total = |  |  |  | 416266 |  |  | 114563 | 301703 | Total = | [7 empty] | 621064 |  |  | 193715 | 427349 | Total = |  |  | 80490 |  |  |  |  | 1847701 | 185792 | 1661909 |  |  |  |  | Total = | 585230 |  |  | 193715 | 391515 | 9
|  |  | 27) Effective Income Tax Rate = | [12 empty] | NPV = |  | 216905 |  |  |  |  | 181606 | 35299 |  |  |  | NPV = | 216905 |  |  | 114563 | 102342 | [7 empty] | NPV = | 442868 |  |  | 193715 | 249153 | [7 empty] | NPV = | 848302 | 185792 | 662510 |  |  |  |  | NPV = | 301553 |  |  | 193715 | 107838
11) Participant Discount Rate = |  | 10% | (Federal & State Taxes)
[7 empty] | Total NPV = |  |  | 35299 | [14 empty] | Total NPV = |  |  | 102342 | [5 empty] | Total NPV = |  |  | 249153 | [9 empty] | Total NPV = |  |  | 662510 | [7 empty] | Total NPV = |  |  | 107838 | [6 empty] | 10
12) Utility Discount Rate = |  | 7.6% | Test Results | NPV | B/C |  | Benefit/Cost Ratio = |  |  | 1.19 | [14 empty] | Benefit/Cost Ratio = |  |  | 1.89 | [5 empty] | Benefit/Cost Ratio = |  |  | 2.29 | [9 empty] | Benefit/Cost Ratio = |  |  | 4.5659 | [7 empty] | Benefit/Cost Ratio = |  |  | 1.56 | [6 empty] | 11
|  |  | Ratepayer Impact Measure Test | 35299 | 1.19 | [62 empty] | 12
13) Societal Discount Rate = |  | 3.56% | Utility Cost Test | 102342 | 1.89 | [41 empty] | Worksheet Calculations | [10 empty] | Worksheet Calculations | [9 empty] | 13
|  |  | Societal Test | 249153 | 2.29 | Worksheet Calculations | [18 empty] | Worksheet Calculations | [8 empty] | Worksheet Calculations | [12 empty] | (A) | = Table 1 (N) | [9 empty] | (A) | = Table 1 (F)
14) General Input Data Year = |  | 2014 | Participant Test | 662510 | 4.5659 | (A) | = Average Dk/Participant Saved (21) x Number of Participants (23) for Project Life (20) | [8 empty] | (I) | = (G) x (H) | [7 empty] | (A) | = Table 1 (F) | [7 empty] | (A) | = Table 1 (F) | [5 empty] | (H) | = Table 2 (F) |  |  |  |  | (B) | = Table 1 (A) | [9 empty] | (B) | = Table 1 (I)
|  |  | Total Resource Cost Test | 107838 | 1.56 | (B) | = Commodity Cost (3) escalated | [8 empty] | (J) | = (F) + (I) | [7 empty] | (B) | = Table 1 (I) | [7 empty] | (G) | = Table 1 (I) | [5 empty] | (I) | = Direct Part. Costs (17) x No. of Part. (23) - Table 1 (N) |  |  |  |  | (C) | = Retail Rate (1) escalated. | [9 empty] | (C) | = Table 3 (D)
15) Project Analysis Year 1 = |  | 2015 |  |  |  | (C) | = (A) x (B) | [8 empty] | (K) | = Distribution Delivery Charge (26) escalated. | [7 empty] | (C) | = Table 1 (J) | [7 empty] | (C) | = Non-Gas Fuel Cost (7), adjusted for losses (8), escalated.. | [5 empty] | (J) | = (H) + (I) |  |  |  |  | (D) | =(B) x (C) | [9 empty] | (D) | = (A) + (B) + (C)
[6 empty] | (D) | = Variable O&M Cost (6), escalated | [8 empty] | (L) | = (A) x (K) x (1-Inverse of Tax Rate (27) | [7 empty] | (D) | = Table 1 (M) | [7 empty] | (D) | = (C) x [Avg. Non-Gas Fuel Units/Part.Saved (22) x No. of Part. (23) | [5 empty] | (K) | = (G) - (J) |  |  |  |  | (E) | = Non-Gas Fuel Retail Rate (2), escalated. | [9 empty] | (E) | = Table 3 (H)
[6 empty] | (E) | = (A) x (D) | [8 empty] | (M) | = Admin & Operating Costs (16a) | [7 empty] | (E) | = Table 1 (N) | [7 empty] | (E) | = Gas Environmental Damage Factor (9), escalated | [11 empty] | (F) | = (E) x [Avg. Non-Gas Fuel Units/Part.Saved (22) x No. of Part. (23) | [9 empty] | (F) | = Table 3 (I) | [8 empty] | 14
[6 empty] | (F) | = (C) + (E) | [8 empty] | (N) | = Incentive Costs (16b) | [7 empty] | (F) | = (D) + (E) | [7 empty] | (F) | = Table 1 (A) x (E) | [11 empty] | (G) | = (A) + (D) + (F) | [9 empty] | (G) | = (E) + (F) | [8 empty] | 15
[6 empty] | (G) | = (A) x Peak Reduction Factor (5) | [8 empty] | (O) | = (L) + (M) + (N) | [7 empty] | (G) | = (C) - (F) | [7 empty] | (G) | = (A) + (B) + (D) + (F) | [11 empty] | (H) | = Direct Participant Costs (17) x Number of Participants (23) | [9 empty] | (H) | = (D) - (G) | [8 empty] | 16
[6 empty] | (H) | = Demand Cost (4) escalated. | [8 empty] | (P) | = (J) - (O) | [29 empty] | (I) | = (G) - (H)

## Res .95+% Res Furnace - NEW
NATURAL GAS CONSERVATION PROGRAMS/DEMAND-SIDE MANAGEMENT | [7 empty] | Table 1 | [17 empty] | Table 2 | [8 empty] | Table 3 | [12 empty] | Table 4 | [10 empty] | Table 5
BEN/COST ANALYSIS FOR GAS CONSERVATION | [7 empty] | Ratepayer Impact Measure Test | [17 empty] | Utility Cost Test | [8 empty] | Societal Test | [12 empty] | Participant Test | [10 empty] | Total Resource Cost Test
Company: | Montana-Dakota Utilities Co. | [6 empty] | Company: |  | Montana-Dakota Utilities Co. | [15 empty] | Company: |  | Montana-Dakota Utilities Co. | [6 empty] | Company: |  | Montana-Dakota Utilities Co. | [11 empty] | Company: | Montana-Dakota Utilities Co. | [9 empty] | Company: | Montana-Dakota Utilities Co.
Project: | Residential 95+% AFUE Furnace - New | [6 empty] | Project: |  | Residential 95+% AFUE Furnace - New | [15 empty] | Project: |  | Residential 95+% AFUE Furnace - New | [6 empty] | Project: |  | Residential 95+% AFUE Furnace - New | [11 empty] | Project: | Residential 95+% AFUE Furnace - New | [9 empty] | Project: | Residential 95+% AFUE Furnace - New
Program Years: | Actual 2015
[11 empty] | Benefits | [9 empty] | Costs | [6 empty] | Benefits |  |  | Costs | [5 empty] | Benefits | [6 empty] | Costs | [5 empty] | Benefits | [6 empty] | Costs |  |  |  | Benefits |  |  |  | Costs
Input Data |  |  |  | 2015 | [20 empty] | Annual | [8 empty] | Annual |  |  |  |  | Non-Gas | [7 empty] | Annual | [10 empty] | Annual | [9 empty] | Annual
[10 empty] | Total | Gas | Gas | Variable | Variable | Total | Peak Dk | Demand | Total |  | Distribution |  | Program |  | Total | Benefits |  |  | Total | Total | Annual | Program |  | Utility | Benefits |  |  | Total | Total | Energy | Non-Gas | Environmental | Environmental | Annual | Utility | Participants' | Annual | Benefits |  |  |  | Total |  | Gas | Non-Gas | Non-Gas | Total | Direct | Benefits |  |  | Total | Total | Non-Gas | Total | Utility | Participants' |  | Benefits
1) Retail Rate ($/Dk) = |  | 5.972 | 16) Utility Project Costs | [6 empty] | Energy | Commodity | Commodity | O & M | O & M | Energy | Demand | Savings | Demand | Total | Delivery | Lost | Admin | Incentive | Program | Less |  |  | Energy | Demand | Total | Admin | Incentive | Program | Less |  |  | Energy | Demand | Savings | Energy | Damage | Damage | Total | Program | Costs Net | Total | Less |  |  | Incentives | Energy | Retail | Bill | Fuel | Energy | Annual | Participant | Less |  |  | Energy | Demand | Energy | Annual | Program | Costs Net | Total | Less
Escalation Rate = |  | 3.5% | 16a) Administrative & Operating Costs = | 3031 |  |  | t |  |  | Reduction | Cost/Dk | Savings | Cost/Dk | Savings | Savings | Reduction | Per Unit | Savings | Savings | Charge | Margin | Costs | Costs | Costs | Costs |  |  | Savings | Savings | Savings | Costs | Costs | Costs | Costs |  |  | Savings | Savings | ($/Part.) | Savings | Savings/Dk | Savings | Savings | Costs | of Rebate | Costs | Costs |  |  | Received | Reduction | Rate | Savings | Retail Rate | Savings | Benefits | Costs | Costs |  |  | Savings | Savings | Savings | Benefits | Costs | of Rebate | Costs | Costs
|  |  | 16b) Incentive Costs = | 40800 |  |  |  |  | Year | (A) | (B) | (C) | (D) | (E) | (F) | (G) | (H) | (I) | (J) | (K) | (L) | (M) | (N) | (O) | (P) |  | Year | (A) | (B) | (C) | (D) | (E) | (F) | (G) |  | Year | (A) | (B) | (C) | (D) | (E) | (F) | (G) | (H) | (I) | (J) | (K) |  | Year | (A) | (B) | (C) | (D) | (E) | (F) | (G) | (H) | (I) |  | Year | (A) | (B) | (C) | (D) | (E) | (F) | (G) | (H)
2) Non-Gas Fuel Retail Rate ($/Fuel Unit) = |  | 0.14206 | 16c) Total Utility Project Costs = | 43831
Escalation Rate = |  | 3.5% |  |  |  |  | 1 |  | 2015 | 1086 | 2.577 | 2799 | 0 | 0 | 2799 | 10.9 | 142 | 1548 | 4347 | 1.805 | 1274 | 3031 | 40800 | 45105 | -40758 |  | 2015 | 2799 | 1548 | 4347 | 3031 | 40800 | 43831 | -39484 |  | 2015 | 2799 | 1548 | 0.024 | 2389 | 0.358 | 389 | 7125 | 43831 | 272 | 44103 | -36978 |  | 2015 | 40800 | 1086 | 6.181 | 6713 | 0.147 | 14634 | 62147 | 41072 | 21075 |  | 2015 | 2799 | 1548 | 2389 | 6736 | 43831 | 272 | 44103 | -37367
Non-Gas Fuel Units (ie. kWh,Gallons, etc) = |  | Kwh | 17) Direct Participant Costs ($/Part.) = | 302 |  |  | 2 |  | 2016 | 1086 | 2.667 | 2896 | 0 | 0 | 2896 | 10.9 | 144 | 1570 | 4466 | 1.868 | 1319 | 0 | 0 | 1319 | 3147 |  | 2016 | 2896 | 1570 | 4466 | 0 | 0 | 0 | 4466 |  | 2016 | 2896 | 1570 | 0.025 | 2489 | 0.366 | 397 | 7352 | 0 | 0 | 0 | 7352 |  | 2016 | 0 | 1086 | 6.397 | 6947 | 0.152 | 15132 | 22079 | 0 | 22079 |  | 2016 | 2896 | 1570 | 2489 | 6955 | 0 | 0 | 0 | 6955
[7 empty] | 3 |  | 2017 | 1086 | 2.761 | 2998 | 0 | 0 | 2998 | 10.9 | 145 | 1581 | 4579 | 1.934 | 1365 | 0 | 0 | 1365 | 3214 |  | 2017 | 2998 | 1581 | 4579 | 0 | 0 | 0 | 4579 |  | 2017 | 2998 | 1581 | 0.025 | 2489 | 0.375 | 407 | 7475 | 0 | 0 | 0 | 7475 |  | 2017 | 0 | 1086 | 6.621 | 7190 | 0.158 | 15729 | 22919 | 0 | 22919 |  | 2017 | 2998 | 1581 | 2489 | 7068 | 0 | 0 | 0 | 7068
3) Commodity Cost ($/Dk) = |  | 2.577 | 18) Participant Non-Energy Costs (Annual $/Part.) = | 0 |  |  | 4 |  | 2018 | 1086 | 2.857 | 3103 | 0 | 0 | 3103 | 10.9 | 147 | 1602 | 4705 | 2.001 | 1413 | 0 | 0 | 1413 | 3292 |  | 2018 | 3103 | 1602 | 4705 | 0 | 0 | 0 | 4705 |  | 2018 | 3103 | 1602 | 0.026 | 2588 | 0.383 | 416 | 7709 | 0 | 0 | 0 | 7709 |  | 2018 | 0 | 1086 | 6.853 | 7442 | 0.163 | 16227 | 23669 | 0 | 23669 |  | 2018 | 3103 | 1602 | 2588 | 7293 | 0 | 0 | 0 | 7293
Escalation Rate = |  | 3.5% | Escalation Rate = | 0% |  |  | 5 |  | 2019 | 1086 | 2.957 | 3211 | 0 | 0 | 3211 | 10.9 | 148 | 1613 | 4824 | 2.071 | 1462 | 0 | 0 | 1462 | 3362 |  | 2019 | 3211 | 1613 | 4824 | 0 | 0 | 0 | 4824 |  | 2019 | 3211 | 1613 | 0.027 | 2688 | 0.392 | 426 | 7938 | 0 | 0 | 0 | 7938 |  | 2019 | 0 | 1086 | 7.093 | 7703 | 0.169 | 16824 | 24527 | 0 | 24527 |  | 2019 | 3211 | 1613 | 2688 | 7512 | 0 | 0 | 0 | 7512 | t
[7 empty] | 6 |  | 2020 | 1086 | 3.061 | 3324 | 0 | 0 | 3324 | 10.9 | 149 | 1624 | 4948 | 2.144 | 1513 | 0 | 0 | 1513 | 3435 |  | 2020 | 3324 | 1624 | 4948 | 0 | 0 | 0 | 4948 |  | 2020 | 3324 | 1624 | 0.028 | 2787 | 0.401 | 435 | 8170 | 0 | 0 | 0 | 8170 |  | 2020 | 0 | 1086 | 7.341 | 7972 | 0.175 | 17422 | 25394 | 0 | 25394 |  | 2020 | 3324 | 1624 | 2787 | 7735 | 0 | 0 | 0 | 7735
4) Demand Cost ($/Unit/Yr) = |  | 142.21 | 19) Participant Non-Energy Savings (Annual $/Part) = | 0 |  |  | 7 |  | 2021 | 1086 | 3.168 | 3440 | 0 | 0 | 3440 | 10.9 | 151 | 1646 | 5086 | 2.219 | 1566 | 0 | 0 | 1566 | 3520 |  | 2021 | 3440 | 1646 | 5086 | 0 | 0 | 0 | 5086 |  | 2021 | 3440 | 1646 | 0.029 | 2887 | 0.41 | 445 | 8418 | 0 | 0 | 0 | 8418 |  | 2021 | 0 | 1086 | 7.598 | 8251 | 0.181 | 18019 | 26270 | 0 | 26270 |  | 2021 | 3440 | 1646 | 2887 | 7973 | 0 | 0 | 0 | 7973
Escalation Rate = |  | 1% | Escalation Rate = | 0% |  |  | 8 |  | 2022 | 1086 | 3.279 | 3561 | 0 | 0 | 3561 | 10.9 | 152 | 1657 | 5218 | 2.297 | 1621 | 0 | 0 | 1621 | 3597 |  | 2022 | 3561 | 1657 | 5218 | 0 | 0 | 0 | 5218 |  | 2022 | 3561 | 1657 | 0.03 | 2987 | 0.42 | 456 | 8661 | 0 | 0 | 0 | 8661 |  | 2022 | 0 | 1086 | 7.864 | 8540 | 0.187 | 18616 | 27156 | 0 | 27156 |  | 2022 | 3561 | 1657 | 2987 | 8205 | 0 | 0 | 0 | 8205 | 1
[7 empty] | 9 |  | 2023 | 1086 | 3.393 | 3685 | 0 | 0 | 3685 | 10.9 | 154 | 1679 | 5364 | 2.377 | 1678 | 0 | 0 | 1678 | 3686 |  | 2023 | 3685 | 1679 | 5364 | 0 | 0 | 0 | 5364 |  | 2023 | 3685 | 1679 | 0.031 | 3086 | 0.429 | 466 | 8916 | 0 | 0 | 0 | 8916 |  | 2023 | 0 | 1086 | 8.139 | 8839 | 0.194 | 19313 | 28152 | 0 | 28152 |  | 2023 | 3685 | 1679 | 3086 | 8450 | 0 | 0 | 0 | 8450 | 2
5) Peak Reduction Factor = |  | 1% | 20) Project Life (Years) = | 20 |  |  | 10 |  | 2024 | 1086 | 3.512 | 3814 | 0 | 0 | 3814 | 10.9 | 156 | 1700 | 5514 | 2.46 | 1737 | 0 | 0 | 1737 | 3777 |  | 2024 | 3814 | 1700 | 5514 | 0 | 0 | 0 | 5514 |  | 2024 | 3814 | 1700 | 0.032 | 3186 | 0.439 | 477 | 9177 | 0 | 0 | 0 | 9177 |  | 2024 | 0 | 1086 | 8.424 | 9148 | 0.2 | 19910 | 29058 | 0 | 29058 |  | 2024 | 3814 | 1700 | 3186 | 8700 | 0 | 0 | 0 | 8700 | 3
[7 empty] | 11 |  | 2025 | 1086 | 3.635 | 3948 | 0 | 0 | 3948 | 10.9 | 157 | 1711 | 5659 | 2.546 | 1797 | 0 | 0 | 1797 | 3862 |  | 2025 | 3948 | 1711 | 5659 | 0 | 0 | 0 | 5659 |  | 2025 | 3948 | 1711 | 0.034 | 3385 | 0.449 | 488 | 9532 | 0 | 0 | 0 | 9532 |  | 2025 | 0 | 1086 | 8.719 | 9469 | 0.207 | 20607 | 30076 | 0 | 30076 |  | 2025 | 3948 | 1711 | 3385 | 9044 | 0 | 0 | 0 | 9044 | 4
6) Variable O&M ($/Dk) = |  | 0 | 21) Avg. Dk/Part. Saved = | 7.985 |  |  | 12 |  | 2026 | 1086 | 3.762 | 4086 | 0 | 0 | 4086 | 10.9 | 159 | 1733 | 5819 | 2.635 | 1860 | 0 | 0 | 1860 | 3959 |  | 2026 | 4086 | 1733 | 5819 | 0 | 0 | 0 | 5819 |  | 2026 | 4086 | 1733 | 0.035 | 3484 | 0.46 | 500 | 9803 | 0 | 0 | 0 | 9803 |  | 2026 | 0 | 1086 | 9.024 | 9800 | 0.215 | 21404 | 31204 | 0 | 31204 |  | 2026 | 4086 | 1733 | 3484 | 9303 | 0 | 0 | 0 | 9303
Escalation Rate = |  | 0% |  |  |  |  | 13 |  | 2027 | 1086 | 3.894 | 4229 | 0 | 0 | 4229 | 10.9 | 160 | 1744 | 5973 | 2.728 | 1926 | 0 | 0 | 1926 | 4047 |  | 2027 | 4229 | 1744 | 5973 | 0 | 0 | 0 | 5973 |  | 2027 | 4229 | 1744 | 0.036 | 3584 | 0.47 | 510 | 10067 | 0 | 0 | 0 | 10067 |  | 2027 | 0 | 1086 | 9.34 | 10143 | 0.222 | 22101 | 32244 | 0 | 32244 |  | 2027 | 4229 | 1744 | 3584 | 9557 | 0 | 0 | 0 | 9557
|  |  | 22) Avg Non-Gas Fuel Units/Part. Saved = | 732 |  |  | 14 |  | 2028 | 1086 | 4.03 | 4377 | 0 | 0 | 4377 | 10.9 | 162 | 1766 | 6143 | 2.823 | 1993 | 0 | 0 | 1993 | 4150 |  | 2028 | 4377 | 1766 | 6143 | 0 | 0 | 0 | 6143 |  | 2028 | 4377 | 1766 | 0.037 | 3683 | 0.481 | 522 | 10348 | 0 | 0 | 0 | 10348 |  | 2028 | 0 | 1086 | 9.667 | 10498 | 0.23 | 22897 | 33395 | 0 | 33395 |  | 2028 | 4377 | 1766 | 3683 | 9826 | 0 | 0 | 0 | 9826
7) Non-Gas Fuel Cost ($/Fuel Unit) = |  | 0.0218 | 22a) Avg Additional Non-Gas Fuel Units/ Part. Used = | 0 |  |  | 15 |  | 2029 | 1086 | 4.171 | 4530 | 0 | 0 | 4530 | 10.9 | 163 | 1777 | 6307 | 2.922 | 2063 | 0 | 0 | 2063 | 4244 |  | 2029 | 4530 | 1777 | 6307 | 0 | 0 | 0 | 6307 |  | 2029 | 4530 | 1777 | 0.038 | 3783 | 0.492 | 534 | 10624 | 0 | 0 | 0 | 10624 |  | 2029 | 0 | 1086 | 10.005 | 10865 | 0.238 | 23693 | 34558 | 0 | 34558 |  | 2029 | 4530 | 1777 | 3783 | 10090 | 0 | 0 | 0 | 10090
Escalation Rate = |  | 3.5% |  |  |  |  | 16 |  | 2030 | 1086 | 4.317 | 4688 | 0 | 0 | 4688 | 10.9 | 165 | 1799 | 6487 | 3.024 | 2135 | 0 | 0 | 2135 | 4352 |  | 2030 | 4688 | 1799 | 6487 | 0 | 0 | 0 | 6487 |  | 2030 | 4688 | 1799 | 0.04 | 3982 | 0.504 | 547 | 11016 | 0 | 0 | 0 | 11016 |  | 2030 | 0 | 1086 | 10.355 | 11246 | 0.246 | 24490 | 35736 | 0 | 35736 |  | 2030 | 4688 | 1799 | 3982 | 10469 | 0 | 0 | 0 | 10469
|  |  | 23) Number of Participants = | 136 |  |  | 17 |  | 2031 | 1086 | 4.468 | 4852 | 0 | 0 | 4852 | 10.9 | 167 | 1820 | 6672 | 3.13 | 2209 | 0 | 0 | 2209 | 4463 |  | 2031 | 4852 | 1820 | 6672 | 0 | 0 | 0 | 6672 |  | 2031 | 4852 | 1820 | 0.041 | 4082 | 0.515 | 559 | 11313 | 0 | 0 | 0 | 11313 |  | 2031 | 0 | 1086 | 10.718 | 11640 | 0.255 | 25386 | 37026 | 0 | 37026 |  | 2031 | 4852 | 1820 | 4082 | 10754 | 0 | 0 | 0 | 10754 | 5
8) Non-Gas Fuel Loss Factor |  | 5.1% |  |  |  |  | 18 |  | 2032 | 1086 | 4.625 | 5023 | 0 | 0 | 5023 | 10.9 | 168 | 1831 | 6854 | 3.239 | 2286 | 0 | 0 | 2286 | 4568 |  | 2032 | 5023 | 1831 | 6854 | 0 | 0 | 0 | 6854 |  | 2032 | 5023 | 1831 | 0.043 | 4281 | 0.527 | 572 | 11707 | 0 | 0 | 0 | 11707 |  | 2032 | 0 | 1086 | 11.093 | 12047 | 0.264 | 26282 | 38329 | 0 | 38329 |  | 2032 | 5023 | 1831 | 4281 | 11135 | 0 | 0 | 0 | 11135 | 6
|  |  | 24) Total Annual Dk Saved = | 1086 |  |  | 19 |  | 2033 | 1086 | 4.787 | 5199 | 0 | 0 | 5199 | 10.9 | 170 | 1853 | 7052 | 3.353 | 2367 | 0 | 0 | 2367 | 4685 |  | 2033 | 5199 | 1853 | 7052 | 0 | 0 | 0 | 7052 |  | 2033 | 5199 | 1853 | 0.044 | 4380 | 0.539 | 585 | 12017 | 0 | 0 | 0 | 12017 |  | 2033 | 0 | 1086 | 11.481 | 12468 | 0.273 | 27178 | 39646 | 0 | 39646 |  | 2033 | 5199 | 1853 | 4380 | 11432 | 0 | 0 | 0 | 11432 | 7
9) Gas Environmental Damage Factor = |  | 0.35 |  |  |  |  | 20 |  | 2034 | 1086 | 4.954 | 5380 | 0 | 0 | 5380 | 10.9 | 172 | 1875 | 7255 | 3.47 | 2449 | 0 | 0 | 2449 | 4806 |  | 2034 | 5380 | 1875 | 7255 | 0 | 0 | 0 | 7255 |  | 2034 | 5380 | 1875 | 0.046 | 4579 | 0.552 | 599 | 12433 | 0 | 0 | 0 | 12433 |  | 2034 | 0 | 1086 | 11.883 | 12905 | 0.283 | 28173 | 41078 | 0 | 41078 |  | 2034 | 5380 | 1875 | 4579 | 11834 | 0 | 0 | 0 | 11834
Escalation Rate = |  | 2.3% | 25) Incentive/Participant = | 300 |  |  | 21 |  | 2035 | 0 | 5.128 | 0 | 0 | 0 | 0 | 0 | 174 | 0 | 0 | 3.592 | 0 | 0 | 0 | 0 | 0 |  | 2035 | 0 | 0 | 0 | 0 | 0 | 0 | 0 |  | 2035 | 0 | 0 | 0.047 | 0 | 0.564 | 0 | 0 | 0 | 0 | 0 | 0 |  | 2035 | 0 | 0 | 12.299 | 0 | 0.293 | 0 | 0 | 0 | 0 |  | 2035 | 0 | 0 | 0 | 0 | 0 | 0 | 0 | 0
8
10) Non Gas Fuel Environmental Damage Factor = |  | 0 | 26) Distribution Delivery Charge |  |  | 1.744 |  | Total = |  | 21720 | [8 empty] | 113272 |  |  |  |  | 79864 | 33408 | Total = |  |  |  | 113272 |  |  | 43831 | 69441 | Total = | [7 empty] | 189801 |  |  | 44103 | 145698 | Total = |  |  | 21720 |  |  |  |  | 644663 | 41072 | 603591 |  |  |  |  | Total = | 180071 |  |  | 44103 | 135968
Escalation Rate = |  | 0% | [14 empty] | NPV = |  | 57822 |  |  |  |  | 61895 | -4073 |  |  |  | NPV = | 57822 |  |  | 43831 | 13991 | [7 empty] | NPV = | 134262 |  |  | 44103 | 90159 | [7 empty] | NPV = | 295307 | 41072 | 254235 |  |  |  |  | NPV = | 91288 |  |  | 44103 | 47185 | 9
|  |  | 27) Effective Income Tax Rate = |  |  | 35%
11) Participant Discount Rate = |  | 10% | (Federal & State Taxes) |  |  |  |  | Total NPV = |  |  | -4073 | [14 empty] | Total NPV = |  |  | 13991 | [5 empty] | Total NPV = |  |  | 90159 | [9 empty] | Total NPV = |  |  | 254235 | [7 empty] | Total NPV = |  |  | 47185
[8 empty] | Benefit/Cost Ratio = |  |  | 0.93 | [14 empty] | Benefit/Cost Ratio = |  |  | 1.32 | [5 empty] | Benefit/Cost Ratio = |  |  | 3.04 | [9 empty] | Benefit/Cost Ratio = |  |  | 7.19 | [7 empty] | Benefit/Cost Ratio = |  |  | 2.07 | [6 empty] | 10
12) Utility Discount Rate = |  | 7.6% | Test Results | NPV | B/C | [63 empty] | 11
|  |  | Ratepayer Impact Measure Test | -4073 | 0.93 | [63 empty] | 12
13) Societal Discount Rate = |  | 3.56% | Utility Cost Test | 13991 | 1.32 |  | Worksheet Calculations | [18 empty] | Worksheet Calculations | [8 empty] | Worksheet Calculations | [12 empty] | Worksheet Calculations | [10 empty] | Worksheet Calculations | [9 empty] | 13
|  |  | Societal Test | 90159 | 3.04 |  | (A) | = Average Dk/Participant Saved (21) x Number of Participants (23) for Project Life (20) | [8 empty] | (I) | = (G) x (H) | [7 empty] | (A) | = Table 1 (F) | [7 empty] | (A) | = Table 1 (F) | [5 empty] | (H) | = Table 2 (F) |  |  |  |  | (A) | = Table 1 (N) | [9 empty] | (A) | = Table 1 (F)
14) General Input Data Year = |  | 2014 | Participant Test | 254235 | 7.19 |  | (B) | = Commodity Cost (3) escalated | [8 empty] | (J) | = (F) + (I) | [7 empty] | (B) | = Table 1 (I) | [7 empty] | (G) | = Table 1 (I) | [5 empty] | (I) | = Direct Part. Costs (17) x No. of Part. (23) - Table 1 (N) |  |  |  |  | (B) | = Table 1 (A) | [9 empty] | (B) | = Table 1 (I)
|  |  | Total Resource Cost Test | 47185 | 2.07 |  | (C) | = (A) x (B) | [8 empty] | (K) | = Distribution Delivery Charge (26) escalated. | [7 empty] | (C) | = Table 1 (J) | [7 empty] | (C) | = Non-Gas Fuel Cost (7), adjusted for losses (8), escalated.. | [5 empty] | (J) | = (H) + (I) |  |  |  |  | (C) | = Retail Rate (1) escalated. | [9 empty] | (C) | = Table 3 (D)
15) Project Analysis Year 1 = |  | 2015 |  |  |  |  | (D) | = Variable O&M Cost (6), escalated | [8 empty] | (L) | = (A) x (K) x (1-Inverse of Tax Rate (27) | [7 empty] | (D) | = Table 1 (M) | [7 empty] | (D) | = (C) x [Avg. Non-Gas Fuel Units/Part.Saved (22) x No. of Part. (23) | [5 empty] | (K) | = (G) - (J) |  |  |  |  | (D) | =(B) x (C) | [9 empty] | (D) | = (A) + (B) + (C)
[7 empty] | (E) | = (A) x (D) | [8 empty] | (M) | = Admin & Operating Costs (16a) | [7 empty] | (E) | = Table 1 (N) | [7 empty] | (E) | = Gas Environmental Damage Factor (9), escalated | [11 empty] | (E) | = Non-Gas Fuel Retail Rate (2), escalated. | [9 empty] | (E) | = Table 3 (H)
[7 empty] | (F) | = (C) + (E) | [8 empty] | (N) | = Incentive Costs (16b) | [7 empty] | (F) | = (D) + (E) | [7 empty] | (F) | = Table 1 (A) x (E) | [11 empty] | (F) | = (E) x [Avg. Non-Gas Fuel Units/Part.Saved (22) x No. of Part. (23) | [9 empty] | (F) | = Table 3 (I) | [8 empty] | 14
[7 empty] | (G) | = (A) x Peak Reduction Factor (5) | [8 empty] | (O) | = (L) + (M) + (N) | [7 empty] | (G) | = (C) - (F) | [7 empty] | (G) | = (A) + (B) + (D) + (F) | [11 empty] | (G) | = (A) + (D) + (F) | [9 empty] | (G) | = (E) + (F) | [8 empty] | 15
[7 empty] | (H) | = Demand Cost (4) escalated. | [8 empty] | (P) | = (J) - (O) | [29 empty] | (H) | = Direct Participant Costs (17) x Number of Participants (23) | [9 empty] | (H) | = (D) - (G) | [8 empty] | 16
[48 empty] | (I) | = (G) - (H)
Note on N14: mulkernr: no escalation because using projected gas cost.
Note on T14: mulkernr: no escalatipm beciase using 2016 cost

## Res .95+% Res Furnace - Replace
NATURAL GAS CONSERVATION PROGRAMS/DEMAND-SIDE MANAGEMENT | [7 empty] | Table 1 | [17 empty] | Table 2 | [8 empty] | Table 3 | [12 empty] | Table 4 | [10 empty] | Table 5
BEN/COST ANALYSIS FOR GAS CONSERVATION | [7 empty] | Ratepayer Impact Measure Test | [17 empty] | Utility Cost Test | [8 empty] | Societal Test | [12 empty] | Participant Test | [10 empty] | Total Resource Cost Test
Company: | Montana-Dakota Utilities Co. | [6 empty] | Company: |  | Montana-Dakota Utilities Co. | [15 empty] | Company: |  | Montana-Dakota Utilities Co. | [6 empty] | Company: |  | Montana-Dakota Utilities Co. | [11 empty] | Company: | Montana-Dakota Utilities Co. | [9 empty] | Company: | Montana-Dakota Utilities Co.
Project: | Residential 95+% AFUE Furnace - Replacement | [6 empty] | Project: |  | Residential 95+% AFUE Furnace - Replacement | [15 empty] | Project: |  | Residential 95+% AFUE Furnace - Replacement | [6 empty] | Project: |  | Residential 95+% AFUE Furnace - Replacement | [11 empty] | Project: | Residential 95+% AFUE Furnace - Replacement | [9 empty] | Project: | Residential 95+% AFUE Furnace - Replacement
Program Years: | Actual 2015
[11 empty] | Benefits | [9 empty] | Costs | [6 empty] | Benefits |  |  | Costs | [5 empty] | Benefits | [6 empty] | Costs | [5 empty] | Benefits | [6 empty] | Costs |  |  |  | Benefits |  |  |  | Costs
Input Data |  |  |  | 2015 | [20 empty] | Annual | [8 empty] | Annual |  |  |  |  | Non-Gas | [7 empty] | Annual | [10 empty] | Annual | [9 empty] | Annual
[10 empty] | Total | Gas | Gas | Variable | Variable | Total | Peak Dk | Demand | Total |  | Distribution |  | Program |  | Total | Benefits |  |  | Total | Total | Annual | Program |  | Utility | Benefits |  |  | Total | Total | Energy | Non-Gas | Environmental | Environmental | Annual | Utility | Participants' | Annual | Benefits |  |  |  | Total |  | Gas | Non-Gas | Non-Gas | Total | Direct | Benefits |  |  | Total | Total | Non-Gas | Total | Utility | Participants' |  | Benefits
1) Retail Rate ($/Dk) = |  | 5.972 | 16) Utility Project Costs | [6 empty] | Energy | Commodity | Commodity | O & M | O & M | Energy | Demand | Savings | Demand | Total | Delivery | Lost | Admin | Incentive | Program | Less |  |  | Energy | Demand | Total | Admin | Incentive | Program | Less |  |  | Energy | Demand | Savings | Energy | Damage | Damage | Total | Program | Costs Net | Total | Less |  |  | Incentives | Energy | Retail | Bill | Fuel | Energy | Annual | Participant | Less |  |  | Energy | Demand | Energy | Annual | Program | Costs Net | Total | Less
Escalation Rate = |  | 3.5% | 16a) Administrative & Operating Costs = | 4503 |  |  | t |  |  | Reduction | Cost/Dk | Savings | Cost/Dk | Savings | Savings | Reduction | Per Unit | Savings | Savings | Charge | Margin | Costs | Costs | Costs | Costs |  |  | Savings | Savings | Savings | Costs | Costs | Costs | Costs |  |  | Savings | Savings | ($/Part.) | Savings | Savings/Dk | Savings | Savings | Costs | of Rebate | Costs | Costs |  |  | Received | Reduction | Rate | Savings | Retail Rate | Savings | Benefits | Costs | Costs |  |  | Savings | Savings | Savings | Benefits | Costs | of Rebate | Costs | Costs
|  |  | 16b) Incentive Costs = | 60600 |  |  |  |  | Year | (A) | (B) | (C) | (D) | (E) | (F) | (G) | (H) | (I) | (J) | (K) | (L) | (M) | (N) | (O) | (P) |  | Year | (A) | (B) | (C) | (D) | (E) | (F) | (G) |  | Year | (A) | (B) | (C) | (D) | (E) | (F) | (G) | (H) | (I) | (J) | (K) |  | Year | (A) | (B) | (C) | (D) | (E) | (F) | (G) | (H) | (I) |  | Year | (A) | (B) | (C) | (D) | (E) | (F) | (G) | (H)
2) Non-Gas Fuel Retail Rate ($/Fuel Unit) = |  | 0.14206 | 16c) Total Utility Project Costs = | 65103
Escalation Rate = |  | 3.5% |  |  |  |  | 1 |  | 2015 | 2559 | 2.577 | 6595 | 0 | 0 | 6595 | 25.6 | 142 | 3635 | 10230 | 1.805 | 3002 | 4503 | 60600 | 68105 | -57875 |  | 2015 | 6595 | 3635 | 10230 | 4503 | 60600 | 65103 | -54873 |  | 2015 | 6595 | 3635 | 0.024 | 3549 | 0.358 | 916 | 14695 | 65103 | 70700 | 135803 | -121108 |  | 2015 | 60600 | 2559 | 6.181 | 15817 | 0.147 | 21736 | 98153 | 131300 | -33147 |  | 2015 | 6595 | 3635 | 3549 | 13779 | 65103 | 70700 | 135803 | -122024
Non-Gas Fuel Units (ie. kWh,Gallons, etc) = |  | Kwh | 17) Direct Participant Costs ($/Part.) = | 650 |  |  | 2 |  | 2016 | 2559 | 2.667 | 6825 | 0 | 0 | 6825 | 25.6 | 144 | 3686 | 10511 | 1.868 | 3107 | 0 | 0 | 3107 | 7404 |  | 2016 | 6825 | 3686 | 10511 | 0 | 0 | 0 | 10511 |  | 2016 | 6825 | 3686 | 0.025 | 3697 | 0.366 | 937 | 15145 | 0 | 0 | 0 | 15145 |  | 2016 | 0 | 2559 | 6.397 | 16370 | 0.152 | 22475 | 38845 | 0 | 38845 |  | 2016 | 6825 | 3686 | 3697 | 14208 | 0 | 0 | 0 | 14208
[7 empty] | 3 |  | 2017 | 2559 | 2.761 | 7065 | 0 | 0 | 7065 | 25.6 | 145 | 3712 | 10777 | 1.934 | 3217 | 0 | 0 | 3217 | 7560 |  | 2017 | 7065 | 3712 | 10777 | 0 | 0 | 0 | 10777 |  | 2017 | 7065 | 3712 | 0.025 | 3697 | 0.375 | 960 | 15434 | 0 | 0 | 0 | 15434 |  | 2017 | 0 | 2559 | 6.621 | 16943 | 0.158 | 23363 | 40306 | 0 | 40306 |  | 2017 | 7065 | 3712 | 3697 | 14474 | 0 | 0 | 0 | 14474
3) Commodity Cost ($/Dk) = |  | 2.577 | 18) Participant Non-Energy Costs (Annual $/Part.) = | 0 |  |  | 4 |  | 2018 | 2559 | 2.857 | 7311 | 0 | 0 | 7311 | 25.6 | 147 | 3763 | 11074 | 2.001 | 3328 | 0 | 0 | 3328 | 7746 |  | 2018 | 7311 | 3763 | 11074 | 0 | 0 | 0 | 11074 |  | 2018 | 7311 | 3763 | 0.026 | 3844 | 0.383 | 980 | 15898 | 0 | 0 | 0 | 15898 |  | 2018 | 0 | 2559 | 6.853 | 17537 | 0.163 | 24102 | 41639 | 0 | 41639 |  | 2018 | 7311 | 3763 | 3844 | 14918 | 0 | 0 | 0 | 14918
Escalation Rate = |  | 3.5% | Escalation Rate = | 0% |  |  | 5 |  | 2019 | 2559 | 2.957 | 7567 | 0 | 0 | 7567 | 25.6 | 148 | 3789 | 11356 | 2.071 | 3445 | 0 | 0 | 3445 | 7911 |  | 2019 | 7567 | 3789 | 11356 | 0 | 0 | 0 | 11356 |  | 2019 | 7567 | 3789 | 0.027 | 3992 | 0.392 | 1003 | 16351 | 0 | 0 | 0 | 16351 |  | 2019 | 0 | 2559 | 7.093 | 18151 | 0.169 | 24989 | 43140 | 0 | 43140 |  | 2019 | 7567 | 3789 | 3992 | 15348 | 0 | 0 | 0 | 15348 | t
[7 empty] | 6 |  | 2020 | 2559 | 3.061 | 7833 | 0 | 0 | 7833 | 25.6 | 149 | 3814 | 11647 | 2.144 | 3566 | 0 | 0 | 3566 | 8081 |  | 2020 | 7833 | 3814 | 11647 | 0 | 0 | 0 | 11647 |  | 2020 | 7833 | 3814 | 0.028 | 4140 | 0.401 | 1026 | 16813 | 0 | 0 | 0 | 16813 |  | 2020 | 0 | 2559 | 7.341 | 18786 | 0.175 | 25876 | 44662 | 0 | 44662 |  | 2020 | 7833 | 3814 | 4140 | 15787 | 0 | 0 | 0 | 15787
4) Demand Cost ($/Unit/Yr) = |  | 142.21 | 19) Participant Non-Energy Savings (Annual $/Part) = | 0 |  |  | 7 |  | 2021 | 2559 | 3.168 | 8107 | 0 | 0 | 8107 | 25.6 | 151 | 3866 | 11973 | 2.219 | 3691 | 0 | 0 | 3691 | 8282 |  | 2021 | 8107 | 3866 | 11973 | 0 | 0 | 0 | 11973 |  | 2021 | 8107 | 3866 | 0.029 | 4288 | 0.41 | 1049 | 17310 | 0 | 0 | 0 | 17310 |  | 2021 | 0 | 2559 | 7.598 | 19443 | 0.181 | 26763 | 46206 | 0 | 46206 |  | 2021 | 8107 | 3866 | 4288 | 16261 | 0 | 0 | 0 | 16261
Escalation Rate = |  | 1% | Escalation Rate = | 0% |  |  | 8 |  | 2022 | 2559 | 3.279 | 8391 | 0 | 0 | 8391 | 25.6 | 152 | 3891 | 12282 | 2.297 | 3821 | 0 | 0 | 3821 | 8461 |  | 2022 | 8391 | 3891 | 12282 | 0 | 0 | 0 | 12282 |  | 2022 | 8391 | 3891 | 0.03 | 4436 | 0.42 | 1075 | 17793 | 0 | 0 | 0 | 17793 |  | 2022 | 0 | 2559 | 7.864 | 20124 | 0.187 | 27651 | 47775 | 0 | 47775 |  | 2022 | 8391 | 3891 | 4436 | 16718 | 0 | 0 | 0 | 16718 | 1
[7 empty] | 9 |  | 2023 | 2559 | 3.393 | 8683 | 0 | 0 | 8683 | 25.6 | 154 | 3942 | 12625 | 2.377 | 3954 | 0 | 0 | 3954 | 8671 |  | 2023 | 8683 | 3942 | 12625 | 0 | 0 | 0 | 12625 |  | 2023 | 8683 | 3942 | 0.031 | 4584 | 0.429 | 1098 | 18307 | 0 | 0 | 0 | 18307 |  | 2023 | 0 | 2559 | 8.139 | 20828 | 0.194 | 28686 | 49514 | 0 | 49514 |  | 2023 | 8683 | 3942 | 4584 | 17209 | 0 | 0 | 0 | 17209 | 2
5) Peak Reduction Factor = |  | 1% | 20) Project Life (Years) = | 20 |  |  | 10 |  | 2024 | 2559 | 3.512 | 8987 | 0 | 0 | 8987 | 25.6 | 156 | 3994 | 12981 | 2.46 | 4092 | 0 | 0 | 4092 | 8889 |  | 2024 | 8987 | 3994 | 12981 | 0 | 0 | 0 | 12981 |  | 2024 | 8987 | 3994 | 0.032 | 4732 | 0.439 | 1123 | 18836 | 0 | 0 | 0 | 18836 |  | 2024 | 0 | 2559 | 8.424 | 21557 | 0.2 | 29573 | 51130 | 0 | 51130 |  | 2024 | 8987 | 3994 | 4732 | 17713 | 0 | 0 | 0 | 17713 | 3
[7 empty] | 11 |  | 2025 | 2559 | 3.635 | 9302 | 0 | 0 | 9302 | 25.6 | 157 | 4019 | 13321 | 2.546 | 4235 | 0 | 0 | 4235 | 9086 |  | 2025 | 9302 | 4019 | 13321 | 0 | 0 | 0 | 13321 |  | 2025 | 9302 | 4019 | 0.034 | 5027 | 0.449 | 1149 | 19497 | 0 | 0 | 0 | 19497 |  | 2025 | 0 | 2559 | 8.719 | 22312 | 0.207 | 30608 | 52920 | 0 | 52920 |  | 2025 | 9302 | 4019 | 5027 | 18348 | 0 | 0 | 0 | 18348 | 4
6) Variable O&M ($/Dk) = |  | 0 | 21) Avg. Dk/Part. Saved = | 12.668 |  |  | 12 |  | 2026 | 2559 | 3.762 | 9627 | 0 | 0 | 9627 | 25.6 | 159 | 4070 | 13697 | 2.635 | 4383 | 0 | 0 | 4383 | 9314 |  | 2026 | 9627 | 4070 | 13697 | 0 | 0 | 0 | 13697 |  | 2026 | 9627 | 4070 | 0.035 | 5175 | 0.46 | 1177 | 20049 | 0 | 0 | 0 | 20049 |  | 2026 | 0 | 2559 | 9.024 | 23092 | 0.215 | 31791 | 54883 | 0 | 54883 |  | 2026 | 9627 | 4070 | 5175 | 18872 | 0 | 0 | 0 | 18872
Escalation Rate = |  | 0% |  |  |  |  | 13 |  | 2027 | 2559 | 3.894 | 9965 | 0 | 0 | 9965 | 25.6 | 160 | 4096 | 14061 | 2.728 | 4538 | 0 | 0 | 4538 | 9523 |  | 2027 | 9965 | 4096 | 14061 | 0 | 0 | 0 | 14061 |  | 2027 | 9965 | 4096 | 0.036 | 5323 | 0.47 | 1203 | 20587 | 0 | 0 | 0 | 20587 |  | 2027 | 0 | 2559 | 9.34 | 23901 | 0.222 | 32826 | 56727 | 0 | 56727 |  | 2027 | 9965 | 4096 | 5323 | 19384 | 0 | 0 | 0 | 19384
|  |  | 22) Avg Non-Gas Fuel Units/Part. Saved = | 732 |  |  | 14 |  | 2028 | 2559 | 4.03 | 10313 | 0 | 0 | 10313 | 25.6 | 162 | 4147 | 14460 | 2.823 | 4696 | 0 | 0 | 4696 | 9764 |  | 2028 | 10313 | 4147 | 14460 | 0 | 0 | 0 | 14460 |  | 2028 | 10313 | 4147 | 0.037 | 5471 | 0.481 | 1231 | 21162 | 0 | 0 | 0 | 21162 |  | 2028 | 0 | 2559 | 9.667 | 24738 | 0.23 | 34009 | 58747 | 0 | 58747 |  | 2028 | 10313 | 4147 | 5471 | 19931 | 0 | 0 | 0 | 19931
7) Non-Gas Fuel Cost ($/Fuel Unit) = |  | 0.0218 | 22a) Avg Additional Non-Gas Fuel Units/ Part. Used = | 0 |  |  | 15 |  | 2029 | 2559 | 4.171 | 10674 | 0 | 0 | 10674 | 25.6 | 163 | 4173 | 14847 | 2.922 | 4860 | 0 | 0 | 4860 | 9987 |  | 2029 | 10674 | 4173 | 14847 | 0 | 0 | 0 | 14847 |  | 2029 | 10674 | 4173 | 0.038 | 5619 | 0.492 | 1259 | 21725 | 0 | 0 | 0 | 21725 |  | 2029 | 0 | 2559 | 10.005 | 25603 | 0.238 | 35192 | 60795 | 0 | 60795 |  | 2029 | 10674 | 4173 | 5619 | 20466 | 0 | 0 | 0 | 20466
Escalation Rate = |  | 3.5% |  |  |  |  | 16 |  | 2030 | 2559 | 4.317 | 11047 | 0 | 0 | 11047 | 25.6 | 165 | 4224 | 15271 | 3.024 | 5030 | 0 | 0 | 5030 | 10241 |  | 2030 | 11047 | 4224 | 15271 | 0 | 0 | 0 | 15271 |  | 2030 | 11047 | 4224 | 0.04 | 5915 | 0.504 | 1290 | 22476 | 0 | 0 | 0 | 22476 |  | 2030 | 0 | 2559 | 10.355 | 26498 | 0.246 | 36375 | 62873 | 0 | 62873 |  | 2030 | 11047 | 4224 | 5915 | 21186 | 0 | 0 | 0 | 21186
|  |  | 23) Number of Participants = | 202 |  |  | 17 |  | 2031 | 2559 | 4.468 | 11434 | 0 | 0 | 11434 | 25.6 | 167 | 4275 | 15709 | 3.13 | 5206 | 0 | 0 | 5206 | 10503 |  | 2031 | 11434 | 4275 | 15709 | 0 | 0 | 0 | 15709 |  | 2031 | 11434 | 4275 | 0.041 | 6062 | 0.515 | 1318 | 23089 | 0 | 0 | 0 | 23089 |  | 2031 | 0 | 2559 | 10.718 | 27427 | 0.255 | 37705 | 65132 | 0 | 65132 |  | 2031 | 11434 | 4275 | 6062 | 21771 | 0 | 0 | 0 | 21771 | 5
8) Non-Gas Fuel Loss Factor |  | 5.1% |  |  |  |  | 18 |  | 2032 | 2559 | 4.625 | 11835 | 0 | 0 | 11835 | 25.6 | 168 | 4301 | 16136 | 3.239 | 5388 | 0 | 0 | 5388 | 10748 |  | 2032 | 11835 | 4301 | 16136 | 0 | 0 | 0 | 16136 |  | 2032 | 11835 | 4301 | 0.043 | 6358 | 0.527 | 1349 | 23843 | 0 | 0 | 0 | 23843 |  | 2032 | 0 | 2559 | 11.093 | 28387 | 0.264 | 39036 | 67423 | 0 | 67423 |  | 2032 | 11835 | 4301 | 6358 | 22494 | 0 | 0 | 0 | 22494 | 6
|  |  | 24) Total Annual Dk Saved = | 2559 |  |  | 19 |  | 2033 | 2559 | 4.787 | 12250 | 0 | 0 | 12250 | 25.6 | 170 | 4352 | 16602 | 3.353 | 5577 | 0 | 0 | 5577 | 11025 |  | 2033 | 12250 | 4352 | 16602 | 0 | 0 | 0 | 16602 |  | 2033 | 12250 | 4352 | 0.044 | 6506 | 0.539 | 1379 | 24487 | 0 | 0 | 0 | 24487 |  | 2033 | 0 | 2559 | 11.481 | 29380 | 0.273 | 40367 | 69747 | 0 | 69747 |  | 2033 | 12250 | 4352 | 6506 | 23108 | 0 | 0 | 0 | 23108 | 7
9) Gas Environmental Damage Factor = |  | 0.35 |  |  |  |  | 20 |  | 2034 | 2559 | 4.954 | 12677 | 0 | 0 | 12677 | 25.6 | 172 | 4403 | 17080 | 3.47 | 5772 | 0 | 0 | 5772 | 11308 |  | 2034 | 12677 | 4403 | 17080 | 0 | 0 | 0 | 17080 |  | 2034 | 12677 | 4403 | 0.046 | 6802 | 0.552 | 1413 | 25295 | 0 | 0 | 0 | 25295 |  | 2034 | 0 | 2559 | 11.883 | 30409 | 0.283 | 41846 | 72255 | 0 | 72255 |  | 2034 | 12677 | 4403 | 6802 | 23882 | 0 | 0 | 0 | 23882
Escalation Rate = |  | 2.3% | 25) Incentive/Participant = | 300 |  |  | 21 |  | 2035 | 0 | 5.128 | 0 | 0 | 0 | 0 | 0 | 174 | 0 | 0 | 3.592 | 0 | 0 | 0 | 0 | 0 |  | 2035 | 0 | 0 | 0 | 0 | 0 | 0 | 0 |  | 2035 | 0 | 0 | 0.047 | 0 | 0.564 | 0 | 0 | 0 | 0 | 0 | 0 |  | 2035 | 0 | 0 | 12.299 | 0 | 0.293 | 0 | 0 | 0 | 0 |  | 2035 | 0 | 0 | 0 | 0 | 0 | 0 | 0 | 0
8
10) Non Gas Fuel Environmental Damage Factor = |  | 0 | 26) Distribution Delivery Charge |  |  | 1.744 |  | Total = |  | 51180 | [8 empty] | 266640 |  |  |  |  | 150011 | 116629 | Total = |  |  |  | 266640 |  |  | 65103 | 201537 | Total = | [7 empty] | 388792 |  |  | 135803 | 252989 | Total = |  |  | 51180 |  |  |  |  | 1122872 | 131300 | 991572 |  |  |  |  | Total = | 365857 |  |  | 135803 | 230054
Escalation Rate = |  | 0% | [14 empty] | NPV = |  | 136107 |  |  |  |  | 107669 | 28438 |  |  |  | NPV = | 136107 |  |  | 65103 | 71004 | [7 empty] | NPV = | 275270 |  |  | 135803 | 139467 | [7 empty] | NPV = | 508303 | 131300 | 377003 |  |  |  |  | NPV = | 185813 |  |  | 135803 | 50010 | 9
|  |  | 27) Effective Income Tax Rate = |  |  | 35%
11) Participant Discount Rate = |  | 10% | (Federal & State Taxes) |  |  |  |  | Total NPV = |  |  | 28438 | [14 empty] | Total NPV = |  |  | 71004 | [5 empty] | Total NPV = |  |  | 139467 | [9 empty] | Total NPV = |  |  | 377003 | [7 empty] | Total NPV = |  |  | 50010
[8 empty] | Benefit/Cost Ratio = |  |  | 1.26 | [14 empty] | Benefit/Cost Ratio = |  |  | 2.09 | [5 empty] | Benefit/Cost Ratio = |  |  | 2.03 | [9 empty] | Benefit/Cost Ratio = |  |  | 3.8713 | [7 empty] | Benefit/Cost Ratio = |  |  | 1.37 | [6 empty] | 10
12) Utility Discount Rate = |  | 7.6% | Test Results | NPV | B/C | [63 empty] | 11
|  |  | Ratepayer Impact Measure Test | 28438 | 1.26 | [63 empty] | 12
13) Societal Discount Rate = |  | 3.56% | Utility Cost Test | 71004 | 2.09 |  | Worksheet Calculations | [18 empty] | Worksheet Calculations | [8 empty] | Worksheet Calculations | [12 empty] | Worksheet Calculations | [10 empty] | Worksheet Calculations | [9 empty] | 13
|  |  | Societal Test | 139467 | 2.03 |  | (A) | = Average Dk/Participant Saved (21) x Number of Participants (23) for Project Life (20) | [8 empty] | (I) | = (G) x (H) | [7 empty] | (A) | = Table 1 (F) | [7 empty] | (A) | = Table 1 (F) | [5 empty] | (H) | = Table 2 (F) |  |  |  |  | (A) | = Table 1 (N) | [9 empty] | (A) | = Table 1 (F)
14) General Input Data Year = |  | 2014 | Participant Test | 377003 | 3.8713 |  | (B) | = Commodity Cost (3) escalated | [8 empty] | (J) | = (F) + (I) | [7 empty] | (B) | = Table 1 (I) | [7 empty] | (G) | = Table 1 (I) | [5 empty] | (I) | = Direct Part. Costs (17) x No. of Part. (23) - Table 1 (N) |  |  |  |  | (B) | = Table 1 (A) | [9 empty] | (B) | = Table 1 (I)
|  |  | Total Resource Cost Test | 50010 | 1.37 |  | (C) | = (A) x (B) | [8 empty] | (K) | = Distribution Delivery Charge (26) escalated. | [7 empty] | (C) | = Table 1 (J) | [7 empty] | (C) | = Non-Gas Fuel Cost (7), adjusted for losses (8), escalated.. | [5 empty] | (J) | = (H) + (I) |  |  |  |  | (C) | = Retail Rate (1) escalated. | [9 empty] | (C) | = Table 3 (D)
15) Project Analysis Year 1 = |  | 2015 |  |  |  |  | (D) | = Variable O&M Cost (6), escalated | [8 empty] | (L) | = (A) x (K) x (1-Inverse of Tax Rate (27) | [7 empty] | (D) | = Table 1 (M) | [7 empty] | (D) | = (C) x [Avg. Non-Gas Fuel Units/Part.Saved (22) x No. of Part. (23) | [5 empty] | (K) | = (G) - (J) |  |  |  |  | (D) | =(B) x (C) | [9 empty] | (D) | = (A) + (B) + (C)
[7 empty] | (E) | = (A) x (D) | [8 empty] | (M) | = Admin & Operating Costs (16a) | [7 empty] | (E) | = Table 1 (N) | [7 empty] | (E) | = Gas Environmental Damage Factor (9), escalated | [11 empty] | (E) | = Non-Gas Fuel Retail Rate (2), escalated. | [9 empty] | (E) | = Table 3 (H)
[7 empty] | (F) | = (C) + (E) | [8 empty] | (N) | = Incentive Costs (16b) | [7 empty] | (F) | = (D) + (E) | [7 empty] | (F) | = Table 1 (A) x (E) | [11 empty] | (F) | = (E) x [Avg. Non-Gas Fuel Units/Part.Saved (22) x No. of Part. (23) | [9 empty] | (F) | = Table 3 (I) | [8 empty] | 14
[7 empty] | (G) | = (A) x Peak Reduction Factor (5) | [8 empty] | (O) | = (L) + (M) + (N) | [7 empty] | (G) | = (C) - (F) | [7 empty] | (G) | = (A) + (B) + (D) + (F) | [11 empty] | (G) | = (A) + (D) + (F) | [9 empty] | (G) | = (E) + (F) | [8 empty] | 15
[7 empty] | (H) | = Demand Cost (4) escalated. | [8 empty] | (P) | = (J) - (O) | [29 empty] | (H) | = Direct Participant Costs (17) x Number of Participants (23) | [9 empty] | (H) | = (D) - (G) | [8 empty] | 16
[48 empty] | (I) | = (G) - (H)
Note on N14: mulkernr: no escalation because using projected gas cost.
Note on T14: mulkernr: no escalatipm beciase using 2016 cost

## Res Water Heating .67 EF
NATURAL GAS CONSERVATION PROGRAMS/DEMAND-SIDE MANAGEMENT | [7 empty] | Table 1 | [17 empty] | Table 2 | [8 empty] | Table 3 | [12 empty] | Table 4 | [10 empty] | Table 5
BEN/COST ANALYSIS FOR GAS CONSERVATION | [7 empty] | Ratepayer Impact Measure Test | [17 empty] | Utility Cost Test | [8 empty] | Societal Test | [12 empty] | Participant Test | [10 empty] | Total Resource Cost Test
Company: | Montana-Dakota Utilities Co. | [6 empty] | Company: |  | Montana-Dakota Utilities Co. | [15 empty] | Company: |  | Montana-Dakota Utilities Co. | [6 empty] | Company: |  | Montana-Dakota Utilities Co. | [11 empty] | Company: | Montana-Dakota Utilities Co. | [9 empty] | Company: | Montana-Dakota Utilities Co.
Project: | Residential Water Heating .67 EF | [6 empty] | Project: |  | Residential Water Heating .67 EF | [15 empty] | Project: |  | Residential Water Heating .67 EF | [6 empty] | Project: |  | Residential Water Heating .67 EF | [11 empty] | Project: | Residential Water Heating .67 EF | [9 empty] | Project: | Residential Water Heating .67 EF
Program Years: | Actual 2014
[11 empty] | Benefits | [9 empty] | Costs | [6 empty] | Benefits |  |  | Costs | [5 empty] | Benefits | [6 empty] | Costs | [5 empty] | Benefits | [6 empty] | Costs |  |  |  | Benefits |  |  |  | Costs
Input Data |  |  |  | 2015 | [20 empty] | Annual | [8 empty] | Annual |  |  |  |  | Non-Gas | [7 empty] | Annual | [10 empty] | Annual | [9 empty] | Annual
[10 empty] | Total | Gas | Gas | Variable | Variable | Total | Peak Dk | Demand | Total |  | Distribution |  | Program |  | Total | Benefits |  |  | Total | Total | Annual | Program |  | Utility | Benefits |  |  | Total | Total | Energy | Non-Gas | Environmental | Environmental | Annual | Utility | Participants' | Annual | Benefits |  |  |  | Total |  | Gas | Non-Gas | Non-Gas | Total | Direct | Benefits |  |  | Total | Total | Non-Gas | Total | Utility | Participants' |  | Benefits
1) Retail Rate ($/Dk) = |  | 5.972 | 16) Utility Project Costs | [6 empty] | Energy | Commodity | Commodity | O & M | O & M | Energy | Demand | Savings | Demand | Total | Delivery | Lost | Admin | Incentive | Program | Less |  |  | Energy | Demand | Total | Admin | Incentive | Program | Less |  |  | Energy | Demand | Savings | Energy | Damage | Damage | Total | Program | Costs Net | Total | Less |  |  | Incentives | Energy | Retail | Bill | Fuel | Energy | Annual | Participant | Less |  |  | Energy | Demand | Energy | Annual | Program | Costs Net | Total | Less
Escalation Rate = |  | 3.5% | 16a) Administrative & Operating Costs = | 29 |  |  | t |  |  | Reduction | Cost/Dk | Savings | Cost/Dk | Savings | Savings | Reduction | Per Unit | Savings | Savings | Charge | Margin | Costs | Costs | Costs | Costs |  |  | Savings | Savings | Savings | Costs | Costs | Costs | Costs |  |  | Savings | Savings | ($/Part.) | Savings | Savings/Dk | Savings | Savings | Costs | of Rebate | Costs | Costs |  |  | Received | Reduction | Rate | Savings | Retail Rate | Savings | Benefits | Costs | Costs |  |  | Savings | Savings | Savings | Benefits | Costs | of Rebate | Costs | Costs
|  |  | 16b) Incentive Costs = | 400 |  |  |  |  | Year | (A) | (B) | (C) | (D) | (E) | (F) | (G) | (H) | (I) | (J) | (K) | (L) | (M) | (N) | (O) | (P) |  | Year | (A) | (B) | (C) | (D) | (E) | (F) | (G) |  | Year | (A) | (B) | (C) | (D) | (E) | (F) | (G) | (H) | (I) | (J) | (K) |  | Year | (A) | (B) | (C) | (D) | (E) | (F) | (G) | (H) | (I) |  | Year | (A) | (B) | (C) | (D) | (E) | (F) | (G) | (H)
2) Non-Gas Fuel Retail Rate ($/Fuel Unit) = |  | 0.14206 | 16c) Total Utility Project Costs = | 429
Escalation Rate = |  | 3.5% |  |  |  |  | 1 |  | 2015 | 18 | 2.577 | 46 | 0 | 0 | 46 | 0.2 | 142 | 28 | 74 | 1.805 | 21 | 29 | 400 | 450 | -376 |  | 2015 | 46 | 28 | 74 | 29 | 400 | 429 | -355 |  | 2015 | 46 | 28 | 0.024 | 0 | 0.358 | 6 | 80 | 429 | 0 | 429 | -349 |  | 2015 | 400 | 18 | 6.181 | 111 | 0.147 | 0 | 511 | 400 | 111 |  | 2015 | 46 | 28 | 0 | 74 | 429 | 0 | 429 | -355
Non-Gas Fuel Units (ie. kWh,Gallons, etc) = |  | Kwh | 17) Direct Participant Costs ($/Part.) = | 100 |  |  | 2 |  | 2016 | 18 | 2.667 | 48 | 0 | 0 | 48 | 0.2 | 144 | 29 | 77 | 1.868 | 22 | 0 | 0 | 22 | 55 |  | 2016 | 48 | 29 | 77 | 0 | 0 | 0 | 77 |  | 2016 | 48 | 29 | 0.025 | 0 | 0.366 | 7 | 84 | 0 | 0 | 0 | 84 |  | 2016 | 0 | 18 | 6.397 | 115 | 0.152 | 0 | 115 | 0 | 115 |  | 2016 | 48 | 29 | 0 | 77 | 0 | 0 | 0 | 77
[7 empty] | 3 |  | 2017 | 18 | 2.761 | 50 | 0 | 0 | 50 | 0.2 | 145 | 29 | 79 | 1.934 | 23 | 0 | 0 | 23 | 56 |  | 2017 | 50 | 29 | 79 | 0 | 0 | 0 | 79 |  | 2017 | 50 | 29 | 0.025 | 0 | 0.375 | 7 | 86 | 0 | 0 | 0 | 86 |  | 2017 | 0 | 18 | 6.621 | 119 | 0.158 | 0 | 119 | 0 | 119 |  | 2017 | 50 | 29 | 0 | 79 | 0 | 0 | 0 | 79
3) Commodity Cost ($/Dk) = |  | 2.577 | 18) Participant Non-Energy Costs (Annual $/Part.) = | 0 |  |  | 4 |  | 2018 | 18 | 2.857 | 51 | 0 | 0 | 51 | 0.2 | 147 | 29 | 80 | 2.001 | 23 | 0 | 0 | 23 | 57 |  | 2018 | 51 | 29 | 80 | 0 | 0 | 0 | 80 |  | 2018 | 51 | 29 | 0.026 | 0 | 0.383 | 7 | 87 | 0 | 0 | 0 | 87 |  | 2018 | 0 | 18 | 6.853 | 123 | 0.163 | 0 | 123 | 0 | 123 |  | 2018 | 51 | 29 | 0 | 80 | 0 | 0 | 0 | 80
Escalation Rate = |  | 3.5% | Escalation Rate = | 0% |  |  | 5 |  | 2019 | 18 | 2.957 | 53 | 0 | 0 | 53 | 0.2 | 148 | 30 | 83 | 2.071 | 24 | 0 | 0 | 24 | 59 |  | 2019 | 53 | 30 | 83 | 0 | 0 | 0 | 83 |  | 2019 | 53 | 30 | 0.027 | 0 | 0.392 | 7 | 90 | 0 | 0 | 0 | 90 |  | 2019 | 0 | 18 | 7.093 | 128 | 0.169 | 0 | 128 | 0 | 128 |  | 2019 | 53 | 30 | 0 | 83 | 0 | 0 | 0 | 83 | t
[7 empty] | 6 |  | 2020 | 18 | 3.061 | 55 | 0 | 0 | 55 | 0.2 | 149 | 30 | 85 | 2.144 | 25 | 0 | 0 | 25 | 60 |  | 2020 | 55 | 30 | 85 | 0 | 0 | 0 | 85 |  | 2020 | 55 | 30 | 0.028 | 0 | 0.401 | 7 | 92 | 0 | 0 | 0 | 92 |  | 2020 | 0 | 18 | 7.341 | 132 | 0.175 | 0 | 132 | 0 | 132 |  | 2020 | 55 | 30 | 0 | 85 | 0 | 0 | 0 | 85
4) Demand Cost ($/Unit/Yr) = |  | 142.21 | 19) Participant Non-Energy Savings (Annual $/Part) = | 0 |  |  | 7 |  | 2021 | 18 | 3.168 | 57 | 0 | 0 | 57 | 0.2 | 151 | 30 | 87 | 2.219 | 26 | 0 | 0 | 26 | 61 |  | 2021 | 57 | 30 | 87 | 0 | 0 | 0 | 87 |  | 2021 | 57 | 30 | 0.029 | 0 | 0.41 | 7 | 94 | 0 | 0 | 0 | 94 |  | 2021 | 0 | 18 | 7.598 | 137 | 0.181 | 0 | 137 | 0 | 137 |  | 2021 | 57 | 30 | 0 | 87 | 0 | 0 | 0 | 87
Escalation Rate = |  | 1% | Escalation Rate = | 0% |  |  | 8 |  | 2022 | 18 | 3.279 | 59 | 0 | 0 | 59 | 0.2 | 152 | 30 | 89 | 2.297 | 27 | 0 | 0 | 27 | 62 |  | 2022 | 59 | 30 | 89 | 0 | 0 | 0 | 89 |  | 2022 | 59 | 30 | 0.03 | 0 | 0.42 | 8 | 97 | 0 | 0 | 0 | 97 |  | 2022 | 0 | 18 | 7.864 | 142 | 0.187 | 0 | 142 | 0 | 142 |  | 2022 | 59 | 30 | 0 | 89 | 0 | 0 | 0 | 89 | 1
[7 empty] | 9 |  | 2023 | 18 | 3.393 | 61 | 0 | 0 | 61 | 0.2 | 154 | 31 | 92 | 2.377 | 28 | 0 | 0 | 28 | 64 |  | 2023 | 61 | 31 | 92 | 0 | 0 | 0 | 92 |  | 2023 | 61 | 31 | 0.031 | 0 | 0.429 | 8 | 100 | 0 | 0 | 0 | 100 |  | 2023 | 0 | 18 | 8.139 | 147 | 0.194 | 0 | 147 | 0 | 147 |  | 2023 | 61 | 31 | 0 | 92 | 0 | 0 | 0 | 92 | 2
5) Peak Reduction Factor = |  | 1% | 20) Project Life (Years) = | 10 |  |  | 10 |  | 2024 | 18 | 3.512 | 63 | 0 | 0 | 63 | 0.2 | 156 | 31 | 94 | 2.46 | 29 | 0 | 0 | 29 | 65 |  | 2024 | 63 | 31 | 94 | 0 | 0 | 0 | 94 |  | 2024 | 63 | 31 | 0.032 | 0 | 0.439 | 8 | 102 | 0 | 0 | 0 | 102 |  | 2024 | 0 | 18 | 8.424 | 152 | 0.2 | 0 | 152 | 0 | 152 |  | 2024 | 63 | 31 | 0 | 94 | 0 | 0 | 0 | 94 | 3
[7 empty] | 11 |  | 2025 | 0 | 3.635 | 0 | 0 | 0 | 0 | 0 | 157 | 0 | 0 | 2.546 | 0 | 0 | 0 | 0 | 0 |  | 2025 | 0 | 0 | 0 | 0 | 0 | 0 | 0 |  | 2025 | 0 | 0 | 0.034 | 0 | 0.449 | 0 | 0 | 0 | 0 | 0 | 0 |  | 2025 | 0 | 0 | 8.719 | 0 | 0.207 | 0 | 0 | 0 | 0 |  | 2025 | 0 | 0 | 0 | 0 | 0 | 0 | 0 | 0 | 4
6) Variable O&M ($/Dk) = |  | 0 | 21) Avg. Dk/Part. Saved = | 4.5 |  |  | 12 |  | 2026 | 0 | 3.762 | 0 | 0 | 0 | 0 | 0 | 159 | 0 | 0 | 2.635 | 0 | 0 | 0 | 0 | 0 |  | 2026 | 0 | 0 | 0 | 0 | 0 | 0 | 0 |  | 2026 | 0 | 0 | 0.035 | 0 | 0.46 | 0 | 0 | 0 | 0 | 0 | 0 |  | 2026 | 0 | 0 | 9.024 | 0 | 0.215 | 0 | 0 | 0 | 0 |  | 2026 | 0 | 0 | 0 | 0 | 0 | 0 | 0 | 0
Escalation Rate = |  | 0% |  |  |  |  | 13 |  | 2027 | 0 | 3.894 | 0 | 0 | 0 | 0 | 0 | 160 | 0 | 0 | 2.728 | 0 | 0 | 0 | 0 | 0 |  | 2027 | 0 | 0 | 0 | 0 | 0 | 0 | 0 |  | 2027 | 0 | 0 | 0.036 | 0 | 0.47 | 0 | 0 | 0 | 0 | 0 | 0 |  | 2027 | 0 | 0 | 9.34 | 0 | 0.222 | 0 | 0 | 0 | 0 |  | 2027 | 0 | 0 | 0 | 0 | 0 | 0 | 0 | 0
|  |  | 22) Avg Non-Gas Fuel Units/Part. Saved = | 0 |  |  | 14 |  | 2028 | 0 | 4.03 | 0 | 0 | 0 | 0 | 0 | 162 | 0 | 0 | 2.823 | 0 | 0 | 0 | 0 | 0 |  | 2028 | 0 | 0 | 0 | 0 | 0 | 0 | 0 |  | 2028 | 0 | 0 | 0.037 | 0 | 0.481 | 0 | 0 | 0 | 0 | 0 | 0 |  | 2028 | 0 | 0 | 9.667 | 0 | 0.23 | 0 | 0 | 0 | 0 |  | 2028 | 0 | 0 | 0 | 0 | 0 | 0 | 0 | 0
7) Non-Gas Fuel Cost ($/Fuel Unit) = |  | 0.0218 | 22a) Avg Additional Non-Gas Fuel Units/ Part. Used = | 0 |  |  | 15 |  | 2029 | 0 | 4.171 | 0 | 0 | 0 | 0 | 0 | 163 | 0 | 0 | 2.922 | 0 | 0 | 0 | 0 | 0 |  | 2029 | 0 | 0 | 0 | 0 | 0 | 0 | 0 |  | 2029 | 0 | 0 | 0.038 | 0 | 0.492 | 0 | 0 | 0 | 0 | 0 | 0 |  | 2029 | 0 | 0 | 10.005 | 0 | 0.238 | 0 | 0 | 0 | 0 |  | 2029 | 0 | 0 | 0 | 0 | 0 | 0 | 0 | 0
Escalation Rate = |  | 3.5% |  |  |  |  | 16 |  | 2030 | 0 | 4.317 | 0 | 0 | 0 | 0 | 0 | 165 | 0 | 0 | 3.024 | 0 | 0 | 0 | 0 | 0 |  | 2030 | 0 | 0 | 0 | 0 | 0 | 0 | 0 |  | 2030 | 0 | 0 | 0.04 | 0 | 0.504 | 0 | 0 | 0 | 0 | 0 | 0 |  | 2030 | 0 | 0 | 10.355 | 0 | 0.246 | 0 | 0 | 0 | 0 |  | 2030 | 0 | 0 | 0 | 0 | 0 | 0 | 0 | 0
|  |  | 23) Number of Participants = | 4 |  |  | 17 |  | 2031 | 0 | 4.468 | 0 | 0 | 0 | 0 | 0 | 167 | 0 | 0 | 3.13 | 0 | 0 | 0 | 0 | 0 |  | 2031 | 0 | 0 | 0 | 0 | 0 | 0 | 0 |  | 2031 | 0 | 0 | 0.041 | 0 | 0.515 | 0 | 0 | 0 | 0 | 0 | 0 |  | 2031 | 0 | 0 | 10.718 | 0 | 0.255 | 0 | 0 | 0 | 0 |  | 2031 | 0 | 0 | 0 | 0 | 0 | 0 | 0 | 0 | 5
8) Non-Gas Fuel Loss Factor |  | 5.1% |  |  |  |  | 18 |  | 2032 | 0 | 4.625 | 0 | 0 | 0 | 0 | 0 | 168 | 0 | 0 | 3.239 | 0 | 0 | 0 | 0 | 0 |  | 2032 | 0 | 0 | 0 | 0 | 0 | 0 | 0 |  | 2032 | 0 | 0 | 0.043 | 0 | 0.527 | 0 | 0 | 0 | 0 | 0 | 0 |  | 2032 | 0 | 0 | 11.093 | 0 | 0.264 | 0 | 0 | 0 | 0 |  | 2032 | 0 | 0 | 0 | 0 | 0 | 0 | 0 | 0 | 6
|  |  | 24) Total Annual Dk Saved = | 18 |  |  | 19 |  | 2033 | 0 | 4.787 | 0 | 0 | 0 | 0 | 0 | 170 | 0 | 0 | 3.353 | 0 | 0 | 0 | 0 | 0 |  | 2033 | 0 | 0 | 0 | 0 | 0 | 0 | 0 |  | 2033 | 0 | 0 | 0.044 | 0 | 0.539 | 0 | 0 | 0 | 0 | 0 | 0 |  | 2033 | 0 | 0 | 11.481 | 0 | 0.273 | 0 | 0 | 0 | 0 |  | 2033 | 0 | 0 | 0 | 0 | 0 | 0 | 0 | 0 | 7
9) Gas Environmental Damage Factor = |  | 0.35 |  |  |  |  | 20 |  | 2034 | 0 | 4.954 | 0 | 0 | 0 | 0 | 0 | 172 | 0 | 0 | 3.47 | 0 | 0 | 0 | 0 | 0 |  | 2034 | 0 | 0 | 0 | 0 | 0 | 0 | 0 |  | 2034 | 0 | 0 | 0.046 | 0 | 0.552 | 0 | 0 | 0 | 0 | 0 | 0 |  | 2034 | 0 | 0 | 11.883 | 0 | 0.283 | 0 | 0 | 0 | 0 |  | 2034 | 0 | 0 | 0 | 0 | 0 | 0 | 0 | 0
Escalation Rate = |  | 2.3% | 25) Incentive/Participant = | 100 |  |  | 21 |  | 2035 | 0 | 5.128 | 0 | 0 | 0 | 0 | 0 | 174 | 0 | 0 | 3.592 | 0 | 0 | 0 | 0 | 0 |  | 2035 | 0 | 0 | 0 | 0 | 0 | 0 | 0 |  | 2035 | 0 | 0 | 0.047 | 0 | 0.564 | 0 | 0 | 0 | 0 | 0 | 0 |  | 2035 | 0 | 0 | 12.299 | 0 | 0.293 | 0 | 0 | 0 | 0 |  | 2035 | 0 | 0 | 0 | 0 | 0 | 0 | 0 | 0
8
10) Non Gas Fuel Environmental Damage Factor = |  | 0 | 26) Distribution Delivery Charge |  |  | 1.744 |  | Total = |  | 180 | [8 empty] | 840 |  |  |  |  | 677 | 163 | Total = |  |  |  | 840 |  |  | 429 | 411 | Total = | [7 empty] | 912 |  |  | 429 | 483 | Total = |  |  | 180 |  |  |  |  | 1706 | 400 | 1306 |  |  |  |  | Total = | 840 |  |  | 429 | 411
Escalation Rate = |  | 0% | [14 empty] | NPV = |  | 608 |  |  |  |  | 608 | 1 |  |  |  | NPV = | 608 |  |  | 429 | 179 | [7 empty] | NPV = | 777 |  |  | 429 | 348 | [7 empty] | NPV = | 1259 | 400 | 859 |  |  |  |  | NPV = | 608 |  |  | 429 | 179 | 9
|  |  | 27) Effective Income Tax Rate = |  |  | 35%
11) Participant Discount Rate = |  | 10% | (Federal & State Taxes) |  |  |  |  | Total NPV = |  |  | 1 | [14 empty] | Total NPV = |  |  | 179 | [5 empty] | Total NPV = |  |  | 348 | [9 empty] | Total NPV = |  |  | 859 | [7 empty] | Total NPV = |  |  | 179
[8 empty] | Benefit/Cost Ratio = |  |  | 1 | [14 empty] | Benefit/Cost Ratio = |  |  | 1.42 | [5 empty] | Benefit/Cost Ratio = |  |  | 1.81 | [9 empty] | Benefit/Cost Ratio = |  |  | 3.1475 | [7 empty] | Benefit/Cost Ratio = |  |  | 1.42 | [6 empty] | 10
12) Utility Discount Rate = |  | 7.6% | Test Results | NPV | B/C | [63 empty] | 11
|  |  | Ratepayer Impact Measure Test | 1 | 1 | [63 empty] | 12
13) Societal Discount Rate = |  | 3.56% | Utility Cost Test | 179 | 1.42 |  | Worksheet Calculations | [18 empty] | Worksheet Calculations | [8 empty] | Worksheet Calculations | [12 empty] | Worksheet Calculations | [10 empty] | Worksheet Calculations | [9 empty] | 13
|  |  | Societal Test | 348 | 1.81 |  | (A) | = Average Dk/Participant Saved (21) x Number of Participants (23) for Project Life (20) | [8 empty] | (I) | = (G) x (H) | [7 empty] | (A) | = Table 1 (F) | [7 empty] | (A) | = Table 1 (F) | [5 empty] | (H) | = Table 2 (F) |  |  |  |  | (A) | = Table 1 (N) | [9 empty] | (A) | = Table 1 (F)
14) General Input Data Year = |  | 2014 | Participant Test | 859 | 3.1475 |  | (B) | = Commodity Cost (3) escalated | [8 empty] | (J) | = (F) + (I) | [7 empty] | (B) | = Table 1 (I) | [7 empty] | (G) | = Table 1 (I) | [5 empty] | (I) | = Direct Part. Costs (17) x No. of Part. (23) - Table 1 (N) |  |  |  |  | (B) | = Table 1 (A) | [9 empty] | (B) | = Table 1 (I)
|  |  | Total Resource Cost Test | 179 | 1.42 |  | (C) | = (A) x (B) | [8 empty] | (K) | = Distribution Delivery Charge (26) escalated. | [7 empty] | (C) | = Table 1 (J) | [7 empty] | (C) | = Non-Gas Fuel Cost (7), adjusted for losses (8), escalated.. | [5 empty] | (J) | = (H) + (I) |  |  |  |  | (C) | = Retail Rate (1) escalated. | [9 empty] | (C) | = Table 3 (D)
15) Project Analysis Year 1 = |  | 2015 |  |  |  |  | (D) | = Variable O&M Cost (6), escalated | [8 empty] | (L) | = (A) x (K) x (1-Inverse of Tax Rate (27) | [7 empty] | (D) | = Table 1 (M) | [7 empty] | (D) | = (C) x [Avg. Non-Gas Fuel Units/Part.Saved (22) x No. of Part. (23) | [5 empty] | (K) | = (G) - (J) |  |  |  |  | (D) | =(B) x (C) | [9 empty] | (D) | = (A) + (B) + (C)
[7 empty] | (E) | = (A) x (D) | [8 empty] | (M) | = Admin & Operating Costs (16a) | [7 empty] | (E) | = Table 1 (N) | [7 empty] | (E) | = Gas Environmental Damage Factor (9), escalated | [11 empty] | (E) | = Non-Gas Fuel Retail Rate (2), escalated. | [9 empty] | (E) | = Table 3 (H)
[7 empty] | (F) | = (C) + (E) | [8 empty] | (N) | = Incentive Costs (16b) | [7 empty] | (F) | = (D) + (E) | [7 empty] | (F) | = Table 1 (A) x (E) | [11 empty] | (F) | = (E) x [Avg. Non-Gas Fuel Units/Part.Saved (22) x No. of Part. (23) | [9 empty] | (F) | = Table 3 (I) | [8 empty] | 14
[7 empty] | (G) | = (A) x Peak Reduction Factor (5) | [8 empty] | (O) | = (L) + (M) + (N) | [7 empty] | (G) | = (C) - (F) | [7 empty] | (G) | = (A) + (B) + (D) + (F) | [11 empty] | (G) | = (A) + (D) + (F) | [9 empty] | (G) | = (E) + (F) | [8 empty] | 15
[7 empty] | (H) | = Demand Cost (4) escalated. | [8 empty] | (P) | = (J) - (O) | [29 empty] | (H) | = Direct Participant Costs (17) x Number of Participants (23) | [9 empty] | (H) | = (D) - (G) | [8 empty] | 16
[48 empty] | (I) | = (G) - (H)
Note on N14: mulkernr: no escalation because using projected gas cost.
Note on T14: mulkernr: no escalatipm beciase using 2016 cost

## Programmable Thermostats
NATURAL GAS CONSERVATION PROGRAMS/DEMAND-SIDE MANAGEMENT | [7 empty] | Table 1 | [17 empty] | Table 2 | [8 empty] | Table 3 | [12 empty] | Table 4 | [10 empty] | Table 5
BEN/COST ANALYSIS FOR GAS CONSERVATION | [7 empty] | Ratepayer Impact Measure Test | [17 empty] | Utility Cost Test | [8 empty] | Societal Test | [12 empty] | Participant Test | [10 empty] | Total Resource Cost Test
Company: | Montana-Dakota Utilities Co. | [6 empty] | Company: |  | Montana-Dakota Utilities Co. | [15 empty] | Company: |  | Montana-Dakota Utilities Co. | [6 empty] | Company: |  | Montana-Dakota Utilities Co. | [11 empty] | Company: | Montana-Dakota Utilities Co. | [9 empty] | Company: | Montana-Dakota Utilities Co.
Project: | Programmable Thermostats | [6 empty] | Project: |  | Programmable Thermostats | [15 empty] | Project: |  | Programmable Thermostats | [6 empty] | Project: |  | Programmable Thermostats | [11 empty] | Project: | Programmable Thermostats | [9 empty] | Project: | Programmable Thermostats
Program Years: | Actual 2015
[11 empty] | Benefits | [9 empty] | Costs | [6 empty] | Benefits |  |  | Costs | [5 empty] | Benefits | [6 empty] | Costs | [5 empty] | Benefits | [6 empty] | Costs |  |  |  | Benefits |  |  |  | Costs
Input Data |  |  |  | 2015 | [20 empty] | Annual | [8 empty] | Annual |  |  |  |  | Non-Gas | [7 empty] | Annual | [10 empty] | Annual | [9 empty] | Annual
[10 empty] | Total | Gas | Gas | Variable | Variable | Total | Peak Dk | Demand | Total |  | Distribution |  | Program |  | Total | Benefits |  |  | Total | Total | Annual | Program |  | Utility | Benefits |  |  | Total | Total | Energy | Non-Gas | Environmental | Environmental | Annual | Utility | Participants' | Annual | Benefits |  |  |  | Total |  | Gas | Non-Gas | Non-Gas | Total | Direct | Benefits |  |  | Total | Total | Non-Gas | Total | Utility | Participants' |  | Benefits
1) Retail Rate ($/Dk) = |  | 5.972 | 16) Utility Project Costs | [6 empty] | Energy | Commodity | Commodity | O & M | O & M | Energy | Demand | Savings | Demand | Total | Delivery | Lost | Admin | Incentive | Program | Less |  |  | Energy | Demand | Total | Admin | Incentive | Program | Less |  |  | Energy | Demand | Savings | Energy | Damage | Damage | Total | Program | Costs Net | Total | Less |  |  | Incentives | Energy | Retail | Bill | Fuel | Energy | Annual | Participant | Less |  |  | Energy | Demand | Energy | Annual | Program | Costs Net | Total | Less
Escalation Rate = |  | 3.5% | 16a) Administrative & Operating Costs = | 226 |  |  | t |  |  | Reduction | Cost/Dk | Savings | Cost/Dk | Savings | Savings | Reduction | Per Unit | Savings | Savings | Charge | Margin | Costs | Costs | Costs | Costs |  |  | Savings | Savings | Savings | Costs | Costs | Costs | Costs |  |  | Savings | Savings | ($/Part.) | Savings | Savings/Dk | Savings | Savings | Costs | of Rebate | Costs | Costs |  |  | Received | Reduction | Rate | Savings | Retail Rate | Savings | Benefits | Costs | Costs |  |  | Savings | Savings | Savings | Benefits | Costs | of Rebate | Costs | Costs
|  |  | 16b) Incentive Costs = | 3040 |  |  |  |  | Year | (A) | (B) | (C) | (D) | (E) | (F) | (G) | (H) | (I) | (J) | (K) | (L) | (M) | (N) | (O) | (P) |  | Year | (A) | (B) | (C) | (D) | (E) | (F) | (G) |  | Year | (A) | (B) | (C) | (D) | (E) | (F) | (G) | (H) | (I) | (J) | (K) |  | Year | (A) | (B) | (C) | (D) | (E) | (F) | (G) | (H) | (I) |  | Year | (A) | (B) | (C) | (D) | (E) | (F) | (G) | (H)
2) Non-Gas Fuel Retail Rate ($/Fuel Unit) = |  | 0.14206 | 16c) Total Utility Project Costs = | 3266
Escalation Rate = |  | 3.5% |  |  |  |  | 1 |  | 2015 | 441 | 2.577 | 1136 | 0 | 0 | 1136 | 4.4 | 142 | 625 | 1761 | 1.805 | 517 | 226 | 3040 | 3783 | -2022 |  | 2015 | 1136 | 625 | 1761 | 226 | 3040 | 3266 | -1505 |  | 2015 | 1136 | 625 | 0.024 | 0 | 0.358 | 158 | 1919 | 3266 | 6080 | 9346 | -7427 |  | 2015 | 3040 | 441 | 6.181 | 2726 | 0.147 | 0 | 5766 | 9120 | -3354 |  | 2015 | 1136 | 625 | 0 | 1761 | 3266 | 6080 | 9346 | -7585
Non-Gas Fuel Units (ie. kWh,Gallons, etc) = |  | Kwh | 17) Direct Participant Costs ($/Part.) = | 60 |  |  | 2 |  | 2016 | 441 | 2.667 | 1176 | 0 | 0 | 1176 | 4.4 | 144 | 634 | 1810 | 1.868 | 535 | 0 | 0 | 535 | 1275 |  | 2016 | 1176 | 634 | 1810 | 0 | 0 | 0 | 1810 |  | 2016 | 1176 | 634 | 0.025 | 0 | 0.366 | 161 | 1971 | 0 | 0 | 0 | 1971 |  | 2016 | 0 | 441 | 6.397 | 2821 | 0.152 | 0 | 2821 | 0 | 2821 |  | 2016 | 1176 | 634 | 0 | 1810 | 0 | 0 | 0 | 1810
[7 empty] | 3 |  | 2017 | 441 | 2.761 | 1218 | 0 | 0 | 1218 | 4.4 | 145 | 638 | 1856 | 1.934 | 554 | 0 | 0 | 554 | 1302 |  | 2017 | 1218 | 638 | 1856 | 0 | 0 | 0 | 1856 |  | 2017 | 1218 | 638 | 0.025 | 0 | 0.375 | 165 | 2021 | 0 | 0 | 0 | 2021 |  | 2017 | 0 | 441 | 6.621 | 2920 | 0.158 | 0 | 2920 | 0 | 2920 |  | 2017 | 1218 | 638 | 0 | 1856 | 0 | 0 | 0 | 1856
3) Commodity Cost ($/Dk) = |  | 2.577 | 18) Participant Non-Energy Costs (Annual $/Part.) = | 0 |  |  | 4 |  | 2018 | 441 | 2.857 | 1260 | 0 | 0 | 1260 | 4.4 | 147 | 647 | 1907 | 2.001 | 574 | 0 | 0 | 574 | 1333 |  | 2018 | 1260 | 647 | 1907 | 0 | 0 | 0 | 1907 |  | 2018 | 1260 | 647 | 0.026 | 0 | 0.383 | 169 | 2076 | 0 | 0 | 0 | 2076 |  | 2018 | 0 | 441 | 6.853 | 3022 | 0.163 | 0 | 3022 | 0 | 3022 |  | 2018 | 1260 | 647 | 0 | 1907 | 0 | 0 | 0 | 1907
Escalation Rate = |  | 3.5% | Escalation Rate = | 0% |  |  | 5 |  | 2019 | 441 | 2.957 | 1304 | 0 | 0 | 1304 | 4.4 | 148 | 651 | 1955 | 2.071 | 594 | 0 | 0 | 594 | 1361 |  | 2019 | 1304 | 651 | 1955 | 0 | 0 | 0 | 1955 |  | 2019 | 1304 | 651 | 0.027 | 0 | 0.392 | 173 | 2128 | 0 | 0 | 0 | 2128 |  | 2019 | 0 | 441 | 7.093 | 3128 | 0.169 | 0 | 3128 | 0 | 3128 |  | 2019 | 1304 | 651 | 0 | 1955 | 0 | 0 | 0 | 1955 | t
[7 empty] | 6 |  | 2020 | 441 | 3.061 | 1350 | 0 | 0 | 1350 | 4.4 | 149 | 656 | 2006 | 2.144 | 615 | 0 | 0 | 615 | 1391 |  | 2020 | 1350 | 656 | 2006 | 0 | 0 | 0 | 2006 |  | 2020 | 1350 | 656 | 0.028 | 0 | 0.401 | 177 | 2183 | 0 | 0 | 0 | 2183 |  | 2020 | 0 | 441 | 7.341 | 3237 | 0.175 | 0 | 3237 | 0 | 3237 |  | 2020 | 1350 | 656 | 0 | 2006 | 0 | 0 | 0 | 2006
4) Demand Cost ($/Unit/Yr) = |  | 142.21 | 19) Participant Non-Energy Savings (Annual $/Part) = | 0 |  |  | 7 |  | 2021 | 441 | 3.168 | 1397 | 0 | 0 | 1397 | 4.4 | 151 | 664 | 2061 | 2.219 | 636 | 0 | 0 | 636 | 1425 |  | 2021 | 1397 | 664 | 2061 | 0 | 0 | 0 | 2061 |  | 2021 | 1397 | 664 | 0.029 | 0 | 0.41 | 181 | 2242 | 0 | 0 | 0 | 2242 |  | 2021 | 0 | 441 | 7.598 | 3351 | 0.181 | 0 | 3351 | 0 | 3351 |  | 2021 | 1397 | 664 | 0 | 2061 | 0 | 0 | 0 | 2061
Escalation Rate = |  | 1% | Escalation Rate = | 0% |  |  | 8 |  | 2022 | 441 | 3.279 | 1446 | 0 | 0 | 1446 | 4.4 | 152 | 669 | 2115 | 2.297 | 658 | 0 | 0 | 658 | 1457 |  | 2022 | 1446 | 669 | 2115 | 0 | 0 | 0 | 2115 |  | 2022 | 1446 | 669 | 0.03 | 0 | 0.42 | 185 | 2300 | 0 | 0 | 0 | 2300 |  | 2022 | 0 | 441 | 7.864 | 3468 | 0.187 | 0 | 3468 | 0 | 3468 |  | 2022 | 1446 | 669 | 0 | 2115 | 0 | 0 | 0 | 2115 | 1
[7 empty] | 9 |  | 2023 | 441 | 3.393 | 1496 | 0 | 0 | 1496 | 4.4 | 154 | 678 | 2174 | 2.377 | 681 | 0 | 0 | 681 | 1493 |  | 2023 | 1496 | 678 | 2174 | 0 | 0 | 0 | 2174 |  | 2023 | 1496 | 678 | 0.031 | 0 | 0.429 | 189 | 2363 | 0 | 0 | 0 | 2363 |  | 2023 | 0 | 441 | 8.139 | 3589 | 0.194 | 0 | 3589 | 0 | 3589 |  | 2023 | 1496 | 678 | 0 | 2174 | 0 | 0 | 0 | 2174 | 2
5) Peak Reduction Factor = |  | 1% | 20) Project Life (Years) = | 10 |  |  | 10 |  | 2024 | 441 | 3.512 | 1549 | 0 | 0 | 1549 | 4.4 | 156 | 686 | 2235 | 2.46 | 705 | 0 | 0 | 705 | 1530 |  | 2024 | 1549 | 686 | 2235 | 0 | 0 | 0 | 2235 |  | 2024 | 1549 | 686 | 0.032 | 0 | 0.439 | 194 | 2429 | 0 | 0 | 0 | 2429 |  | 2024 | 0 | 441 | 8.424 | 3715 | 0.2 | 0 | 3715 | 0 | 3715 |  | 2024 | 1549 | 686 | 0 | 2235 | 0 | 0 | 0 | 2235 | 3
[7 empty] | 11 |  | 2025 | 0 | 3.635 | 0 | 0 | 0 | 0 | 0 | 157 | 0 | 0 | 2.546 | 0 | 0 | 0 | 0 | 0 |  | 2025 | 0 | 0 | 0 | 0 | 0 | 0 | 0 |  | 2025 | 0 | 0 | 0.034 | 0 | 0.449 | 0 | 0 | 0 | 0 | 0 | 0 |  | 2025 | 0 | 0 | 8.719 | 0 | 0.207 | 0 | 0 | 0 | 0 |  | 2025 | 0 | 0 | 0 | 0 | 0 | 0 | 0 | 0 | 4
6) Variable O&M ($/Dk) = |  | 0 | 21) Avg. Dk/Part. Saved = | 2.901 |  |  | 12 |  | 2026 | 0 | 3.762 | 0 | 0 | 0 | 0 | 0 | 159 | 0 | 0 | 2.635 | 0 | 0 | 0 | 0 | 0 |  | 2026 | 0 | 0 | 0 | 0 | 0 | 0 | 0 |  | 2026 | 0 | 0 | 0.035 | 0 | 0.46 | 0 | 0 | 0 | 0 | 0 | 0 |  | 2026 | 0 | 0 | 9.024 | 0 | 0.215 | 0 | 0 | 0 | 0 |  | 2026 | 0 | 0 | 0 | 0 | 0 | 0 | 0 | 0
Escalation Rate = |  | 0% |  |  |  |  | 13 |  | 2027 | 0 | 3.894 | 0 | 0 | 0 | 0 | 0 | 160 | 0 | 0 | 2.728 | 0 | 0 | 0 | 0 | 0 |  | 2027 | 0 | 0 | 0 | 0 | 0 | 0 | 0 |  | 2027 | 0 | 0 | 0.036 | 0 | 0.47 | 0 | 0 | 0 | 0 | 0 | 0 |  | 2027 | 0 | 0 | 9.34 | 0 | 0.222 | 0 | 0 | 0 | 0 |  | 2027 | 0 | 0 | 0 | 0 | 0 | 0 | 0 | 0
|  |  | 22) Avg Non-Gas Fuel Units/Part. Saved = | 0 |  |  | 14 |  | 2028 | 0 | 4.03 | 0 | 0 | 0 | 0 | 0 | 162 | 0 | 0 | 2.823 | 0 | 0 | 0 | 0 | 0 |  | 2028 | 0 | 0 | 0 | 0 | 0 | 0 | 0 |  | 2028 | 0 | 0 | 0.037 | 0 | 0.481 | 0 | 0 | 0 | 0 | 0 | 0 |  | 2028 | 0 | 0 | 9.667 | 0 | 0.23 | 0 | 0 | 0 | 0 |  | 2028 | 0 | 0 | 0 | 0 | 0 | 0 | 0 | 0
7) Non-Gas Fuel Cost ($/Fuel Unit) = |  | 0.0218 | 22a) Avg Additional Non-Gas Fuel Units/ Part. Used = | 0 |  |  | 15 |  | 2029 | 0 | 4.171 | 0 | 0 | 0 | 0 | 0 | 163 | 0 | 0 | 2.922 | 0 | 0 | 0 | 0 | 0 |  | 2029 | 0 | 0 | 0 | 0 | 0 | 0 | 0 |  | 2029 | 0 | 0 | 0.038 | 0 | 0.492 | 0 | 0 | 0 | 0 | 0 | 0 |  | 2029 | 0 | 0 | 10.005 | 0 | 0.238 | 0 | 0 | 0 | 0 |  | 2029 | 0 | 0 | 0 | 0 | 0 | 0 | 0 | 0
Escalation Rate = |  | 3.5% |  |  |  |  | 16 |  | 2030 | 0 | 4.317 | 0 | 0 | 0 | 0 | 0 | 165 | 0 | 0 | 3.024 | 0 | 0 | 0 | 0 | 0 |  | 2030 | 0 | 0 | 0 | 0 | 0 | 0 | 0 |  | 2030 | 0 | 0 | 0.04 | 0 | 0.504 | 0 | 0 | 0 | 0 | 0 | 0 |  | 2030 | 0 | 0 | 10.355 | 0 | 0.246 | 0 | 0 | 0 | 0 |  | 2030 | 0 | 0 | 0 | 0 | 0 | 0 | 0 | 0
|  |  | 23) Number of Participants = | 152 |  |  | 17 |  | 2031 | 0 | 4.468 | 0 | 0 | 0 | 0 | 0 | 167 | 0 | 0 | 3.13 | 0 | 0 | 0 | 0 | 0 |  | 2031 | 0 | 0 | 0 | 0 | 0 | 0 | 0 |  | 2031 | 0 | 0 | 0.041 | 0 | 0.515 | 0 | 0 | 0 | 0 | 0 | 0 |  | 2031 | 0 | 0 | 10.718 | 0 | 0.255 | 0 | 0 | 0 | 0 |  | 2031 | 0 | 0 | 0 | 0 | 0 | 0 | 0 | 0 | 5
8) Non-Gas Fuel Loss Factor |  | 5.1% |  |  |  |  | 18 |  | 2032 | 0 | 4.625 | 0 | 0 | 0 | 0 | 0 | 168 | 0 | 0 | 3.239 | 0 | 0 | 0 | 0 | 0 |  | 2032 | 0 | 0 | 0 | 0 | 0 | 0 | 0 |  | 2032 | 0 | 0 | 0.043 | 0 | 0.527 | 0 | 0 | 0 | 0 | 0 | 0 |  | 2032 | 0 | 0 | 11.093 | 0 | 0.264 | 0 | 0 | 0 | 0 |  | 2032 | 0 | 0 | 0 | 0 | 0 | 0 | 0 | 0 | 6
|  |  | 24) Total Annual Dk Saved = | 441 |  |  | 19 |  | 2033 | 0 | 4.787 | 0 | 0 | 0 | 0 | 0 | 170 | 0 | 0 | 3.353 | 0 | 0 | 0 | 0 | 0 |  | 2033 | 0 | 0 | 0 | 0 | 0 | 0 | 0 |  | 2033 | 0 | 0 | 0.044 | 0 | 0.539 | 0 | 0 | 0 | 0 | 0 | 0 |  | 2033 | 0 | 0 | 11.481 | 0 | 0.273 | 0 | 0 | 0 | 0 |  | 2033 | 0 | 0 | 0 | 0 | 0 | 0 | 0 | 0 | 7
9) Gas Environmental Damage Factor = |  | 0.35 |  |  |  |  | 20 |  | 2034 | 0 | 4.954 | 0 | 0 | 0 | 0 | 0 | 172 | 0 | 0 | 3.47 | 0 | 0 | 0 | 0 | 0 |  | 2034 | 0 | 0 | 0 | 0 | 0 | 0 | 0 |  | 2034 | 0 | 0 | 0.046 | 0 | 0.552 | 0 | 0 | 0 | 0 | 0 | 0 |  | 2034 | 0 | 0 | 11.883 | 0 | 0.283 | 0 | 0 | 0 | 0 |  | 2034 | 0 | 0 | 0 | 0 | 0 | 0 | 0 | 0
Escalation Rate = |  | 2.3% | 25) Incentive/Participant = | 20 |  |  | 21 |  | 2035 | 0 | 5.128 | 0 | 0 | 0 | 0 | 0 | 174 | 0 | 0 | 3.592 | 0 | 0 | 0 | 0 | 0 |  | 2035 | 0 | 0 | 0 | 0 | 0 | 0 | 0 |  | 2035 | 0 | 0 | 0.047 | 0 | 0.564 | 0 | 0 | 0 | 0 | 0 | 0 |  | 2035 | 0 | 0 | 12.299 | 0 | 0.293 | 0 | 0 | 0 | 0 |  | 2035 | 0 | 0 | 0 | 0 | 0 | 0 | 0 | 0
8
10) Non Gas Fuel Environmental Damage Factor = |  | 0 | 26) Distribution Delivery Charge |  |  | 1.744 |  | Total = |  | 4410 | [8 empty] | 19880 |  |  |  |  | 9335 | 10545 | Total = |  |  |  | 19880 |  |  | 3266 | 16614 | Total = | [7 empty] | 21632 |  |  | 9346 | 12286 | Total = |  |  | 4410 |  |  |  |  | 35017 | 9120 | 25897 |  |  |  |  | Total = | 19880 |  |  | 9346 | 10534
Escalation Rate = |  | 0% | [14 empty] | NPV = |  | 14387 |  |  |  |  | 7637 | 6750 |  |  |  | NPV = | 14387 |  |  | 3266 | 11121 | [7 empty] | NPV = | 18436 |  |  | 9346 | 9090 | [7 empty] | NPV = | 24082 | 9120 | 14962 |  |  |  |  | NPV = | 14387 |  |  | 9346 | 5041 | 9
|  |  | 27) Effective Income Tax Rate = |  |  | 35%
11) Participant Discount Rate = |  | 10% | (Federal & State Taxes) |  |  |  |  | Total NPV = |  |  | 6750 | [14 empty] | Total NPV = |  |  | 11121 | [5 empty] | Total NPV = |  |  | 9090 | [9 empty] | Total NPV = |  |  | 14962 | [7 empty] | Total NPV = |  |  | 5041
[8 empty] | Benefit/Cost Ratio = |  |  | 1.88 | [14 empty] | Benefit/Cost Ratio = |  |  | 4.41 | [5 empty] | Benefit/Cost Ratio = |  |  | 1.97 | [9 empty] | Benefit/Cost Ratio = |  |  | 2.6406 | [7 empty] | Benefit/Cost Ratio = |  |  | 1.54 | [6 empty] | 10
12) Utility Discount Rate = |  | 7.6% | Test Results | NPV | B/C | [63 empty] | 11
|  |  | Ratepayer Impact Measure Test | 6750 | 1.88 | [63 empty] | 12
13) Societal Discount Rate = |  | 3.56% | Utility Cost Test | 11121 | 4.41 |  | Worksheet Calculations | [18 empty] | Worksheet Calculations | [8 empty] | Worksheet Calculations | [12 empty] | Worksheet Calculations | [10 empty] | Worksheet Calculations | [9 empty] | 13
|  |  | Societal Test | 9090 | 1.97 |  | (A) | = Average Dk/Participant Saved (21) x Number of Participants (23) for Project Life (20) | [8 empty] | (I) | = (G) x (H) | [7 empty] | (A) | = Table 1 (F) | [7 empty] | (A) | = Table 1 (F) | [5 empty] | (H) | = Table 2 (F) |  |  |  |  | (A) | = Table 1 (N) | [9 empty] | (A) | = Table 1 (F)
14) General Input Data Year = |  | 2014 | Participant Test | 14962 | 2.6406 |  | (B) | = Commodity Cost (3) escalated | [8 empty] | (J) | = (F) + (I) | [7 empty] | (B) | = Table 1 (I) | [7 empty] | (G) | = Table 1 (I) | [5 empty] | (I) | = Direct Part. Costs (17) x No. of Part. (23) - Table 1 (N) |  |  |  |  | (B) | = Table 1 (A) | [9 empty] | (B) | = Table 1 (I)
|  |  | Total Resource Cost Test | 5041 | 1.54 |  | (C) | = (A) x (B) | [8 empty] | (K) | = Distribution Delivery Charge (26) escalated. | [7 empty] | (C) | = Table 1 (J) | [7 empty] | (C) | = Non-Gas Fuel Cost (7), adjusted for losses (8), escalated.. | [5 empty] | (J) | = (H) + (I) |  |  |  |  | (C) | = Retail Rate (1) escalated. | [9 empty] | (C) | = Table 3 (D)
15) Project Analysis Year 1 = |  | 2015 |  |  |  |  | (D) | = Variable O&M Cost (6), escalated | [8 empty] | (L) | = (A) x (K) x (1-Inverse of Tax Rate (27) | [7 empty] | (D) | = Table 1 (M) | [7 empty] | (D) | = (C) x [Avg. Non-Gas Fuel Units/Part.Saved (22) x No. of Part. (23) | [5 empty] | (K) | = (G) - (J) |  |  |  |  | (D) | =(B) x (C) | [9 empty] | (D) | = (A) + (B) + (C)
[7 empty] | (E) | = (A) x (D) | [8 empty] | (M) | = Admin & Operating Costs (16a) | [7 empty] | (E) | = Table 1 (N) | [7 empty] | (E) | = Gas Environmental Damage Factor (9), escalated | [11 empty] | (E) | = Non-Gas Fuel Retail Rate (2), escalated. | [9 empty] | (E) | = Table 3 (H)
[7 empty] | (F) | = (C) + (E) | [8 empty] | (N) | = Incentive Costs (16b) | [7 empty] | (F) | = (D) + (E) | [7 empty] | (F) | = Table 1 (A) x (E) | [11 empty] | (F) | = (E) x [Avg. Non-Gas Fuel Units/Part.Saved (22) x No. of Part. (23) | [9 empty] | (F) | = Table 3 (I) | [8 empty] | 14
[7 empty] | (G) | = (A) x Peak Reduction Factor (5) | [8 empty] | (O) | = (L) + (M) + (N) | [7 empty] | (G) | = (C) - (F) | [7 empty] | (G) | = (A) + (B) + (D) + (F) | [11 empty] | (G) | = (A) + (D) + (F) | [9 empty] | (G) | = (E) + (F) | [8 empty] | 15
[7 empty] | (H) | = Demand Cost (4) escalated. | [8 empty] | (P) | = (J) - (O) | [29 empty] | (H) | = Direct Participant Costs (17) x Number of Participants (23) | [9 empty] | (H) | = (D) - (G) | [8 empty] | 16
[48 empty] | (I) | = (G) - (H)
Note on N14: mulkernr: no escalation because using projected gas cost.
Note on T14: mulkernr: no escalatipm beciase using 2016 cost

## Comm 95+ Furnace - New
NATURAL GAS CONSERVATION PROGRAMS/DEMAND-SIDE MANAGEMENT | [7 empty] | Table 1 | [17 empty] | Table 2 | [8 empty] | Table 3 | [12 empty] | Table 4 | [10 empty] | Table 5
BEN/COST ANALYSIS FOR GAS CONSERVATION | [7 empty] | Ratepayer Impact Measure Test | [17 empty] | Utility Cost Test | [8 empty] | Societal Test | [12 empty] | Participant Test | [10 empty] | Total Resource Cost Test
Company: | Montana-Dakota Utilities Co. | [6 empty] | Company: |  | Montana-Dakota Utilities Co. | [15 empty] | Company: |  | Montana-Dakota Utilities Co. | [6 empty] | Company: |  | Montana-Dakota Utilities Co. | [11 empty] | Company: | Montana-Dakota Utilities Co. | [9 empty] | Company: | Montana-Dakota Utilities Co.
Project: | Commercial 95+% AFUE Furnace - New | [6 empty] | Project: |  | Commercial 95+% AFUE Furnace - New | [15 empty] | Project: |  | Commercial 95+% AFUE Furnace - New | [6 empty] | Project: |  | Commercial 95+% AFUE Furnace - New | [11 empty] | Project: | Commercial 95+% AFUE Furnace - New | [9 empty] | Project: | Commercial 95+% AFUE Furnace - New
Program Years: | Actual 2015
[11 empty] | Benefits | [9 empty] | Costs | [6 empty] | Benefits |  |  | Costs | [5 empty] | Benefits | [6 empty] | Costs | [5 empty] | Benefits | [6 empty] | Costs |  |  |  | Benefits |  |  |  | Costs
Input Data |  |  |  | 2015 | [20 empty] | Annual | [8 empty] | Annual |  |  |  |  | Non-Gas | [7 empty] | Annual | [10 empty] | Annual | [9 empty] | Annual
[10 empty] | Total | Gas | Gas | Variable | Variable | Total | Peak Dk | Demand | Total |  | Distribution |  | Program |  | Total | Benefits |  |  | Total | Total | Annual | Program |  | Utility | Benefits |  |  | Total | Total | Energy | Non-Gas | Environmental | Environmental | Annual | Utility | Participants' | Annual | Benefits |  |  |  | Total |  | Gas | Non-Gas | Non-Gas | Total | Direct | Benefits |  |  | Total | Total | Non-Gas | Total | Utility | Participants' |  | Benefits
1) Retail Rate ($/Dk) = |  | 5.53 | 16) Utility Project Costs | [6 empty] | Energy | Commodity | Commodity | O & M | O & M | Energy | Demand | Savings | Demand | Total | Delivery | Lost | Admin | Incentive | Program | Less |  |  | Energy | Demand | Total | Admin | Incentive | Program | Less |  |  | Energy | Demand | Savings | Energy | Damage | Damage | Total | Program | Costs Net | Total | Less |  |  | Incentives | Energy | Retail | Bill | Fuel | Energy | Annual | Participant | Less |  |  | Energy | Demand | Energy | Annual | Program | Costs Net | Total | Less
Escalation Rate = |  | 3.5% | 16a) Administrative & Operating Costs = | 0 |  |  | t |  |  | Reduction | Cost/Dk | Savings | Cost/Dk | Savings | Savings | Reduction | Per Unit | Savings | Savings | Charge | Margin | Costs | Costs | Costs | Costs |  |  | Savings | Savings | Savings | Costs | Costs | Costs | Costs |  |  | Savings | Savings | ($/Part.) | Savings | Savings/Dk | Savings | Savings | Costs | of Rebate | Costs | Costs |  |  | Received | Reduction | Rate | Savings | Retail Rate | Savings | Benefits | Costs | Costs |  |  | Savings | Savings | Savings | Benefits | Costs | of Rebate | Costs | Costs
|  |  | 16b) Incentive Costs = | 0 |  |  |  |  | Year | (A) | (B) | (C) | (D) | (E) | (F) | (G) | (H) | (I) | (J) | (K) | (L) | (M) | (N) | (O) | (P) |  | Year | (A) | (B) | (C) | (D) | (E) | (F) | (G) |  | Year | (A) | (B) | (C) | (D) | (E) | (F) | (G) | (H) | (I) | (J) | (K) |  | Year | (A) | (B) | (C) | (D) | (E) | (F) | (G) | (H) | (I) |  | Year | (A) | (B) | (C) | (D) | (E) | (F) | (G) | (H)
2) Non-Gas Fuel Retail Rate ($/Fuel Unit) = |  | 0.135 | 16c) Total Utility Project Costs = | 0
Escalation Rate = |  | 3.5% |  |  |  |  | 1 |  | 2015 | 0 | 2.577 | 0 | 0 | 0 | 0 | 0 | 142 | 0 | 0 | 1.348 | 0 | 0 | 0 | 0 | 0 |  | 2015 | 0 | 0 | 0 | 0 | 0 | 0 | 0 |  | 2015 | 0 | 0 | 0.024 | 0 | 0.358 | 0 | 0 | 0 | 0 | 0 | 0 |  | 2015 | 0 | 0 | 5.724 | 0 | 0.14 | 0 | 0 | 0 | 0 |  | 2015 | 0 | 0 | 0 | 0 | 0 | 0 | 0 | 0
Non-Gas Fuel Units (ie. kWh,Gallons, etc) = |  | Kwh | 17) Direct Participant Costs ($/Part.) = | 302 |  |  | 2 |  | 2016 | 0 | 2.667 | 0 | 0 | 0 | 0 | 0 | 144 | 0 | 0 | 1.395 | 0 | 0 | 0 | 0 | 0 |  | 2016 | 0 | 0 | 0 | 0 | 0 | 0 | 0 |  | 2016 | 0 | 0 | 0.025 | 0 | 0.366 | 0 | 0 | 0 | 0 | 0 | 0 |  | 2016 | 0 | 0 | 5.924 | 0 | 0.145 | 0 | 0 | 0 | 0 |  | 2016 | 0 | 0 | 0 | 0 | 0 | 0 | 0 | 0
[7 empty] | 3 |  | 2017 | 0 | 2.761 | 0 | 0 | 0 | 0 | 0 | 145 | 0 | 0 | 1.444 | 0 | 0 | 0 | 0 | 0 |  | 2017 | 0 | 0 | 0 | 0 | 0 | 0 | 0 |  | 2017 | 0 | 0 | 0.025 | 0 | 0.375 | 0 | 0 | 0 | 0 | 0 | 0 |  | 2017 | 0 | 0 | 6.131 | 0 | 0.15 | 0 | 0 | 0 | 0 |  | 2017 | 0 | 0 | 0 | 0 | 0 | 0 | 0 | 0
3) Commodity Cost ($/Dk) = |  | 2.577 | 18) Participant Non-Energy Costs (Annual $/Part.) = | 0 |  |  | 4 |  | 2018 | 0 | 2.857 | 0 | 0 | 0 | 0 | 0 | 147 | 0 | 0 | 1.494 | 0 | 0 | 0 | 0 | 0 |  | 2018 | 0 | 0 | 0 | 0 | 0 | 0 | 0 |  | 2018 | 0 | 0 | 0.026 | 0 | 0.383 | 0 | 0 | 0 | 0 | 0 | 0 |  | 2018 | 0 | 0 | 6.346 | 0 | 0.155 | 0 | 0 | 0 | 0 |  | 2018 | 0 | 0 | 0 | 0 | 0 | 0 | 0 | 0
Escalation Rate = |  | 3.5% | Escalation Rate = | 0% |  |  | 5 |  | 2019 | 0 | 2.957 | 0 | 0 | 0 | 0 | 0 | 148 | 0 | 0 | 1.546 | 0 | 0 | 0 | 0 | 0 |  | 2019 | 0 | 0 | 0 | 0 | 0 | 0 | 0 |  | 2019 | 0 | 0 | 0.027 | 0 | 0.392 | 0 | 0 | 0 | 0 | 0 | 0 |  | 2019 | 0 | 0 | 6.568 | 0 | 0.16 | 0 | 0 | 0 | 0 |  | 2019 | 0 | 0 | 0 | 0 | 0 | 0 | 0 | 0 | t
[7 empty] | 6 |  | 2020 | 0 | 3.061 | 0 | 0 | 0 | 0 | 0 | 149 | 0 | 0 | 1.6 | 0 | 0 | 0 | 0 | 0 |  | 2020 | 0 | 0 | 0 | 0 | 0 | 0 | 0 |  | 2020 | 0 | 0 | 0.028 | 0 | 0.401 | 0 | 0 | 0 | 0 | 0 | 0 |  | 2020 | 0 | 0 | 6.798 | 0 | 0.166 | 0 | 0 | 0 | 0 |  | 2020 | 0 | 0 | 0 | 0 | 0 | 0 | 0 | 0
4) Demand Cost ($/Unit/Yr) = |  | 142.21 | 19) Participant Non-Energy Savings (Annual $/Part) = | 0 |  |  | 7 |  | 2021 | 0 | 3.168 | 0 | 0 | 0 | 0 | 0 | 151 | 0 | 0 | 1.657 | 0 | 0 | 0 | 0 | 0 |  | 2021 | 0 | 0 | 0 | 0 | 0 | 0 | 0 |  | 2021 | 0 | 0 | 0.029 | 0 | 0.41 | 0 | 0 | 0 | 0 | 0 | 0 |  | 2021 | 0 | 0 | 7.036 | 0 | 0.172 | 0 | 0 | 0 | 0 |  | 2021 | 0 | 0 | 0 | 0 | 0 | 0 | 0 | 0
Escalation Rate = |  | 1% | Escalation Rate = | 0% |  |  | 8 |  | 2022 | 0 | 3.279 | 0 | 0 | 0 | 0 | 0 | 152 | 0 | 0 | 1.714 | 0 | 0 | 0 | 0 | 0 |  | 2022 | 0 | 0 | 0 | 0 | 0 | 0 | 0 |  | 2022 | 0 | 0 | 0.03 | 0 | 0.42 | 0 | 0 | 0 | 0 | 0 | 0 |  | 2022 | 0 | 0 | 7.282 | 0 | 0.178 | 0 | 0 | 0 | 0 |  | 2022 | 0 | 0 | 0 | 0 | 0 | 0 | 0 | 0 | 1
[7 empty] | 9 |  | 2023 | 0 | 3.393 | 0 | 0 | 0 | 0 | 0 | 154 | 0 | 0 | 1.774 | 0 | 0 | 0 | 0 | 0 |  | 2023 | 0 | 0 | 0 | 0 | 0 | 0 | 0 |  | 2023 | 0 | 0 | 0.031 | 0 | 0.429 | 0 | 0 | 0 | 0 | 0 | 0 |  | 2023 | 0 | 0 | 7.537 | 0 | 0.184 | 0 | 0 | 0 | 0 |  | 2023 | 0 | 0 | 0 | 0 | 0 | 0 | 0 | 0 | 2
5) Peak Reduction Factor = |  | 1% | 20) Project Life (Years) = | 20 |  |  | 10 |  | 2024 | 0 | 3.512 | 0 | 0 | 0 | 0 | 0 | 156 | 0 | 0 | 1.837 | 0 | 0 | 0 | 0 | 0 |  | 2024 | 0 | 0 | 0 | 0 | 0 | 0 | 0 |  | 2024 | 0 | 0 | 0.032 | 0 | 0.439 | 0 | 0 | 0 | 0 | 0 | 0 |  | 2024 | 0 | 0 | 7.801 | 0 | 0.19 | 0 | 0 | 0 | 0 |  | 2024 | 0 | 0 | 0 | 0 | 0 | 0 | 0 | 0 | 3
[7 empty] | 11 |  | 2025 | 0 | 3.635 | 0 | 0 | 0 | 0 | 0 | 157 | 0 | 0 | 1.901 | 0 | 0 | 0 | 0 | 0 |  | 2025 | 0 | 0 | 0 | 0 | 0 | 0 | 0 |  | 2025 | 0 | 0 | 0.034 | 0 | 0.449 | 0 | 0 | 0 | 0 | 0 | 0 |  | 2025 | 0 | 0 | 8.074 | 0 | 0.197 | 0 | 0 | 0 | 0 |  | 2025 | 0 | 0 | 0 | 0 | 0 | 0 | 0 | 0 | 4
6) Variable O&M ($/Dk) = |  | 0 | 21) Avg. Dk/Part. Saved = | 0 |  |  | 12 |  | 2026 | 0 | 3.762 | 0 | 0 | 0 | 0 | 0 | 159 | 0 | 0 | 1.967 | 0 | 0 | 0 | 0 | 0 |  | 2026 | 0 | 0 | 0 | 0 | 0 | 0 | 0 |  | 2026 | 0 | 0 | 0.035 | 0 | 0.46 | 0 | 0 | 0 | 0 | 0 | 0 |  | 2026 | 0 | 0 | 8.356 | 0 | 0.204 | 0 | 0 | 0 | 0 |  | 2026 | 0 | 0 | 0 | 0 | 0 | 0 | 0 | 0
Escalation Rate = |  | 0% |  |  |  |  | 13 |  | 2027 | 0 | 3.894 | 0 | 0 | 0 | 0 | 0 | 160 | 0 | 0 | 2.036 | 0 | 0 | 0 | 0 | 0 |  | 2027 | 0 | 0 | 0 | 0 | 0 | 0 | 0 |  | 2027 | 0 | 0 | 0.036 | 0 | 0.47 | 0 | 0 | 0 | 0 | 0 | 0 |  | 2027 | 0 | 0 | 8.649 | 0 | 0.211 | 0 | 0 | 0 | 0 |  | 2027 | 0 | 0 | 0 | 0 | 0 | 0 | 0 | 0
|  |  | 22) Avg Non-Gas Fuel Units/Part. Saved = | 732 |  |  | 14 |  | 2028 | 0 | 4.03 | 0 | 0 | 0 | 0 | 0 | 162 | 0 | 0 | 2.108 | 0 | 0 | 0 | 0 | 0 |  | 2028 | 0 | 0 | 0 | 0 | 0 | 0 | 0 |  | 2028 | 0 | 0 | 0.037 | 0 | 0.481 | 0 | 0 | 0 | 0 | 0 | 0 |  | 2028 | 0 | 0 | 8.951 | 0 | 0.219 | 0 | 0 | 0 | 0 |  | 2028 | 0 | 0 | 0 | 0 | 0 | 0 | 0 | 0
7) Non-Gas Fuel Cost ($/Fuel Unit) = |  | 0.0218 | 22a) Avg Additional Non-Gas Fuel Units/ Part. Used = | 0 |  |  | 15 |  | 2029 | 0 | 4.171 | 0 | 0 | 0 | 0 | 0 | 163 | 0 | 0 | 2.181 | 0 | 0 | 0 | 0 | 0 |  | 2029 | 0 | 0 | 0 | 0 | 0 | 0 | 0 |  | 2029 | 0 | 0 | 0.038 | 0 | 0.492 | 0 | 0 | 0 | 0 | 0 | 0 |  | 2029 | 0 | 0 | 9.265 | 0 | 0.226 | 0 | 0 | 0 | 0 |  | 2029 | 0 | 0 | 0 | 0 | 0 | 0 | 0 | 0
Escalation Rate = |  | 3.5% |  |  |  |  | 16 |  | 2030 | 0 | 4.317 | 0 | 0 | 0 | 0 | 0 | 165 | 0 | 0 | 2.258 | 0 | 0 | 0 | 0 | 0 |  | 2030 | 0 | 0 | 0 | 0 | 0 | 0 | 0 |  | 2030 | 0 | 0 | 0.04 | 0 | 0.504 | 0 | 0 | 0 | 0 | 0 | 0 |  | 2030 | 0 | 0 | 9.589 | 0 | 0.234 | 0 | 0 | 0 | 0 |  | 2030 | 0 | 0 | 0 | 0 | 0 | 0 | 0 | 0
|  |  | 23) Number of Participants = | 0 |  |  | 17 |  | 2031 | 0 | 4.468 | 0 | 0 | 0 | 0 | 0 | 167 | 0 | 0 | 2.337 | 0 | 0 | 0 | 0 | 0 |  | 2031 | 0 | 0 | 0 | 0 | 0 | 0 | 0 |  | 2031 | 0 | 0 | 0.041 | 0 | 0.515 | 0 | 0 | 0 | 0 | 0 | 0 |  | 2031 | 0 | 0 | 9.925 | 0 | 0.242 | 0 | 0 | 0 | 0 |  | 2031 | 0 | 0 | 0 | 0 | 0 | 0 | 0 | 0 | 5
8) Non-Gas Fuel Loss Factor |  | 5.1% |  |  |  |  | 18 |  | 2032 | 0 | 4.625 | 0 | 0 | 0 | 0 | 0 | 168 | 0 | 0 | 2.418 | 0 | 0 | 0 | 0 | 0 |  | 2032 | 0 | 0 | 0 | 0 | 0 | 0 | 0 |  | 2032 | 0 | 0 | 0.043 | 0 | 0.527 | 0 | 0 | 0 | 0 | 0 | 0 |  | 2032 | 0 | 0 | 10.272 | 0 | 0.251 | 0 | 0 | 0 | 0 |  | 2032 | 0 | 0 | 0 | 0 | 0 | 0 | 0 | 0 | 6
|  |  | 24) Total Annual Dk Saved = | 0 |  |  | 19 |  | 2033 | 0 | 4.787 | 0 | 0 | 0 | 0 | 0 | 170 | 0 | 0 | 2.503 | 0 | 0 | 0 | 0 | 0 |  | 2033 | 0 | 0 | 0 | 0 | 0 | 0 | 0 |  | 2033 | 0 | 0 | 0.044 | 0 | 0.539 | 0 | 0 | 0 | 0 | 0 | 0 |  | 2033 | 0 | 0 | 10.631 | 0 | 0.26 | 0 | 0 | 0 | 0 |  | 2033 | 0 | 0 | 0 | 0 | 0 | 0 | 0 | 0 | 7
9) Gas Environmental Damage Factor = |  | 0.35 |  |  |  |  | 20 |  | 2034 | 0 | 4.954 | 0 | 0 | 0 | 0 | 0 | 172 | 0 | 0 | 2.591 | 0 | 0 | 0 | 0 | 0 |  | 2034 | 0 | 0 | 0 | 0 | 0 | 0 | 0 |  | 2034 | 0 | 0 | 0.046 | 0 | 0.552 | 0 | 0 | 0 | 0 | 0 | 0 |  | 2034 | 0 | 0 | 11.004 | 0 | 0.269 | 0 | 0 | 0 | 0 |  | 2034 | 0 | 0 | 0 | 0 | 0 | 0 | 0 | 0
Escalation Rate = |  | 2.3% | 25) Incentive/Participant = | 0 |  |  | 21 |  | 2035 | 0 | 5.128 | 0 | 0 | 0 | 0 | 0 | 174 | 0 | 0 | 2.681 | 0 | 0 | 0 | 0 | 0 |  | 2035 | 0 | 0 | 0 | 0 | 0 | 0 | 0 |  | 2035 | 0 | 0 | 0.047 | 0 | 0.564 | 0 | 0 | 0 | 0 | 0 | 0 |  | 2035 | 0 | 0 | 11.389 | 0 | 0.278 | 0 | 0 | 0 | 0 |  | 2035 | 0 | 0 | 0 | 0 | 0 | 0 | 0 | 0
8
10) Non Gas Fuel Environmental Damage Factor = |  | 0 | 26) Distribution Delivery Charge |  |  | 1.302 |  | Total = |  | 0 | [8 empty] | 0 |  |  |  |  | 0 | 0 | Total = |  |  |  | 0 |  |  | 0 | 0 | Total = | [7 empty] | 0 |  |  | 0 | 0 | Total = |  |  | 0 |  |  |  |  | 0 | 0 | 0 |  |  |  |  | Total = | 0 |  |  | 0 | 0
Escalation Rate = |  | 0% | [14 empty] | NPV = |  | 0 |  |  |  |  | 0 | 0 |  |  |  | NPV = | 0 |  |  | 0 | 0 | [7 empty] | NPV = | 0 |  |  | 0 | 0 | [7 empty] | NPV = | 0 | 0 | 0 |  |  |  |  | NPV = | 0 |  |  | 0 | 0 | 9
|  |  | 27) Effective Income Tax Rate = |  |  | 35%
11) Participant Discount Rate = |  | 10% | (Federal & State Taxes) |  |  |  |  | Total NPV = |  |  | 0 | [14 empty] | Total NPV = |  |  | 0 | [5 empty] | Total NPV = |  |  | 0 | [9 empty] | Total NPV = |  |  | 0 | [7 empty] | Total NPV = |  |  | 0
[8 empty] | Benefit/Cost Ratio = |  |  | #DIV/0! | [14 empty] | Benefit/Cost Ratio = |  |  | #DIV/0! | [5 empty] | Benefit/Cost Ratio = |  |  | #DIV/0! | [9 empty] | Benefit/Cost Ratio = |  |  | #DIV/0! | [7 empty] | Benefit/Cost Ratio = |  |  | #DIV/0! | [6 empty] | 10
12) Utility Discount Rate = |  | 7.6% | Test Results | NPV | B/C | [63 empty] | 11
|  |  | Ratepayer Impact Measure Test | 0 | #DIV/0! | [63 empty] | 12
13) Societal Discount Rate = |  | 3.56% | Utility Cost Test | 0 | #DIV/0! |  | Worksheet Calculations | [18 empty] | Worksheet Calculations | [8 empty] | Worksheet Calculations | [12 empty] | Worksheet Calculations | [10 empty] | Worksheet Calculations | [9 empty] | 13
|  |  | Societal Test | 0 | #DIV/0! |  | (A) | = Average Dk/Participant Saved (21) x Number of Participants (23) for Project Life (20) | [8 empty] | (I) | = (G) x (H) | [7 empty] | (A) | = Table 1 (F) | [7 empty] | (A) | = Table 1 (F) | [5 empty] | (H) | = Table 2 (F) |  |  |  |  | (A) | = Table 1 (N) | [9 empty] | (A) | = Table 1 (F)
14) General Input Data Year = |  | 2014 | Participant Test | 0 | #DIV/0! |  | (B) | = Commodity Cost (3) escalated | [8 empty] | (J) | = (F) + (I) | [7 empty] | (B) | = Table 1 (I) | [7 empty] | (G) | = Table 1 (I) | [5 empty] | (I) | = Direct Part. Costs (17) x No. of Part. (23) - Table 1 (N) |  |  |  |  | (B) | = Table 1 (A) | [9 empty] | (B) | = Table 1 (I)
|  |  | Total Resource Cost Test | 0 | #DIV/0! |  | (C) | = (A) x (B) | [8 empty] | (K) | = Distribution Delivery Charge (26) escalated. | [7 empty] | (C) | = Table 1 (J) | [7 empty] | (C) | = Non-Gas Fuel Cost (7), adjusted for losses (8), escalated.. | [5 empty] | (J) | = (H) + (I) |  |  |  |  | (C) | = Retail Rate (1) escalated. | [9 empty] | (C) | = Table 3 (D)
15) Project Analysis Year 1 = |  | 2015 |  |  |  |  | (D) | = Variable O&M Cost (6), escalated | [8 empty] | (L) | = (A) x (K) x (1-Inverse of Tax Rate (27) | [7 empty] | (D) | = Table 1 (M) | [7 empty] | (D) | = (C) x [Avg. Non-Gas Fuel Units/Part.Saved (22) x No. of Part. (23) | [5 empty] | (K) | = (G) - (J) |  |  |  |  | (D) | =(B) x (C) | [9 empty] | (D) | = (A) + (B) + (C)
[7 empty] | (E) | = (A) x (D) | [8 empty] | (M) | = Admin & Operating Costs (16a) | [7 empty] | (E) | = Table 1 (N) | [7 empty] | (E) | = Gas Environmental Damage Factor (9), escalated | [11 empty] | (E) | = Non-Gas Fuel Retail Rate (2), escalated. | [9 empty] | (E) | = Table 3 (H)
[7 empty] | (F) | = (C) + (E) | [8 empty] | (N) | = Incentive Costs (16b) | [7 empty] | (F) | = (D) + (E) | [7 empty] | (F) | = Table 1 (A) x (E) | [11 empty] | (F) | = (E) x [Avg. Non-Gas Fuel Units/Part.Saved (22) x No. of Part. (23) | [9 empty] | (F) | = Table 3 (I) | [8 empty] | 14
[7 empty] | (G) | = (A) x Peak Reduction Factor (5) | [8 empty] | (O) | = (L) + (M) + (N) | [7 empty] | (G) | = (C) - (F) | [7 empty] | (G) | = (A) + (B) + (D) + (F) | [11 empty] | (G) | = (A) + (D) + (F) | [9 empty] | (G) | = (E) + (F) | [8 empty] | 15
[7 empty] | (H) | = Demand Cost (4) escalated. | [8 empty] | (P) | = (J) - (O) | [29 empty] | (H) | = Direct Participant Costs (17) x Number of Participants (23) | [9 empty] | (H) | = (D) - (G) | [8 empty] | 16
[48 empty] | (I) | = (G) - (H)
Note on N14: mulkernr: no escalation because using projected gas cost.
Note on T14: mulkernr: no escalatipm beciase using 2016 cost

## Comm 95+% Furnace - Replace
NATURAL GAS CONSERVATION PROGRAMS/DEMAND-SIDE MANAGEMENT | [7 empty] | Table 1 | [17 empty] | Table 2 | [8 empty] | Table 3 | [12 empty] | Table 4 | [10 empty] | Table 5
BEN/COST ANALYSIS FOR GAS CONSERVATION | [7 empty] | Ratepayer Impact Measure Test | [17 empty] | Utility Cost Test | [8 empty] | Societal Test | [12 empty] | Participant Test | [10 empty] | Total Resource Cost Test
Company: | Montana-Dakota Utilities Co. | [6 empty] | Company: |  | Montana-Dakota Utilities Co. | [15 empty] | Company: |  | Montana-Dakota Utilities Co. | [6 empty] | Company: |  | Montana-Dakota Utilities Co. | [11 empty] | Company: | Montana-Dakota Utilities Co. | [9 empty] | Company: | Montana-Dakota Utilities Co.
Project: | Commercial 95+% AFUE Furnace - Replacement | [6 empty] | Project: |  | Commercial 95+% AFUE Furnace - Replacement | [15 empty] | Project: |  | Commercial 95+% AFUE Furnace - Replacement | [6 empty] | Project: |  | Commercial 95+% AFUE Furnace - Replacement | [11 empty] | Project: | Commercial 95+% AFUE Furnace - Replacement | [9 empty] | Project: | Commercial 95+% AFUE Furnace - Replacement
Program Years: | Actual 2015
[11 empty] | Benefits | [9 empty] | Costs | [6 empty] | Benefits |  |  | Costs | [5 empty] | Benefits | [6 empty] | Costs | [5 empty] | Benefits | [6 empty] | Costs |  |  |  | Benefits |  |  |  | Costs
Input Data |  |  |  | 2015 | [20 empty] | Annual | [8 empty] | Annual |  |  |  |  | Non-Gas | [7 empty] | Annual | [10 empty] | Annual | [9 empty] | Annual
[10 empty] | Total | Gas | Gas | Variable | Variable | Total | Peak Dk | Demand | Total |  | Distribution |  | Program |  | Total | Benefits |  |  | Total | Total | Annual | Program |  | Utility | Benefits |  |  | Total | Total | Energy | Non-Gas | Environmental | Environmental | Annual | Utility | Participants' | Annual | Benefits |  |  |  | Total |  | Gas | Non-Gas | Non-Gas | Total | Direct | Benefits |  |  | Total | Total | Non-Gas | Total | Utility | Participants' |  | Benefits
1) Retail Rate ($/Dk) = |  | 5.53 | 16) Utility Project Costs | [6 empty] | Energy | Commodity | Commodity | O & M | O & M | Energy | Demand | Savings | Demand | Total | Delivery | Lost | Admin | Incentive | Program | Less |  |  | Energy | Demand | Total | Admin | Incentive | Program | Less |  |  | Energy | Demand | Savings | Energy | Damage | Damage | Total | Program | Costs Net | Total | Less |  |  | Incentives | Energy | Retail | Bill | Fuel | Energy | Annual | Participant | Less |  |  | Energy | Demand | Energy | Annual | Program | Costs Net | Total | Less
Escalation Rate = |  | 3.5% | 16a) Administrative & Operating Costs = | 134 |  |  | t |  |  | Reduction | Cost/Dk | Savings | Cost/Dk | Savings | Savings | Reduction | Per Unit | Savings | Savings | Charge | Margin | Costs | Costs | Costs | Costs |  |  | Savings | Savings | Savings | Costs | Costs | Costs | Costs |  |  | Savings | Savings | ($/Part.) | Savings | Savings/Dk | Savings | Savings | Costs | of Rebate | Costs | Costs |  |  | Received | Reduction | Rate | Savings | Retail Rate | Savings | Benefits | Costs | Costs |  |  | Savings | Savings | Savings | Benefits | Costs | of Rebate | Costs | Costs
|  |  | 16b) Incentive Costs = | 1800 |  |  |  |  | Year | (A) | (B) | (C) | (D) | (E) | (F) | (G) | (H) | (I) | (J) | (K) | (L) | (M) | (N) | (O) | (P) |  | Year | (A) | (B) | (C) | (D) | (E) | (F) | (G) |  | Year | (A) | (B) | (C) | (D) | (E) | (F) | (G) | (H) | (I) | (J) | (K) |  | Year | (A) | (B) | (C) | (D) | (E) | (F) | (G) | (H) | (I) |  | Year | (A) | (B) | (C) | (D) | (E) | (F) | (G) | (H)
2) Non-Gas Fuel Retail Rate ($/Fuel Unit) = |  | 0.135 | 16c) Total Utility Project Costs = | 1934
Escalation Rate = |  | 3.5% |  |  |  |  | 1 |  | 2015 | 150 | 2.577 | 387 | 0 | 0 | 387 | 1.5 | 142 | 213 | 600 | 1.348 | 131 | 134 | 1800 | 2065 | -1465 |  | 2015 | 387 | 213 | 600 | 134 | 1800 | 1934 | -1334 |  | 2015 | 387 | 213 | 0.024 | 105 | 0.358 | 54 | 759 | 1934 | 2100 | 4034 | -3275 |  | 2015 | 1800 | 150 | 5.724 | 859 | 0.14 | 615 | 3274 | 3900 | -626 |  | 2015 | 387 | 213 | 105 | 705 | 1934 | 2100 | 4034 | -3329
Non-Gas Fuel Units (ie. kWh,Gallons, etc) = |  | Kwh | 17) Direct Participant Costs ($/Part.) = | 650 |  |  | 2 |  | 2016 | 150 | 2.667 | 400 | 0 | 0 | 400 | 1.5 | 144 | 216 | 616 | 1.395 | 136 | 0 | 0 | 136 | 480 |  | 2016 | 400 | 216 | 616 | 0 | 0 | 0 | 616 |  | 2016 | 400 | 216 | 0.025 | 110 | 0.366 | 55 | 781 | 0 | 0 | 0 | 781 |  | 2016 | 0 | 150 | 5.924 | 889 | 0.145 | 637 | 1526 | 0 | 1526 |  | 2016 | 400 | 216 | 110 | 726 | 0 | 0 | 0 | 726
[7 empty] | 3 |  | 2017 | 150 | 2.761 | 414 | 0 | 0 | 414 | 1.5 | 145 | 218 | 632 | 1.444 | 141 | 0 | 0 | 141 | 491 |  | 2017 | 414 | 218 | 632 | 0 | 0 | 0 | 632 |  | 2017 | 414 | 218 | 0.025 | 110 | 0.375 | 56 | 798 | 0 | 0 | 0 | 798 |  | 2017 | 0 | 150 | 6.131 | 920 | 0.15 | 659 | 1579 | 0 | 1579 |  | 2017 | 414 | 218 | 110 | 742 | 0 | 0 | 0 | 742
3) Commodity Cost ($/Dk) = |  | 2.577 | 18) Participant Non-Energy Costs (Annual $/Part.) = | 0 |  |  | 4 |  | 2018 | 150 | 2.857 | 429 | 0 | 0 | 429 | 1.5 | 147 | 221 | 650 | 1.494 | 146 | 0 | 0 | 146 | 504 |  | 2018 | 429 | 221 | 650 | 0 | 0 | 0 | 650 |  | 2018 | 429 | 221 | 0.026 | 114 | 0.383 | 57 | 821 | 0 | 0 | 0 | 821 |  | 2018 | 0 | 150 | 6.346 | 952 | 0.155 | 681 | 1633 | 0 | 1633 |  | 2018 | 429 | 221 | 114 | 764 | 0 | 0 | 0 | 764
Escalation Rate = |  | 3.5% | Escalation Rate = | 0% |  |  | 5 |  | 2019 | 150 | 2.957 | 444 | 0 | 0 | 444 | 1.5 | 148 | 222 | 666 | 1.546 | 151 | 0 | 0 | 151 | 515 |  | 2019 | 444 | 222 | 666 | 0 | 0 | 0 | 666 |  | 2019 | 444 | 222 | 0.027 | 119 | 0.392 | 59 | 844 | 0 | 0 | 0 | 844 |  | 2019 | 0 | 150 | 6.568 | 985 | 0.16 | 703 | 1688 | 0 | 1688 |  | 2019 | 444 | 222 | 119 | 785 | 0 | 0 | 0 | 785 | t
[7 empty] | 6 |  | 2020 | 150 | 3.061 | 459 | 0 | 0 | 459 | 1.5 | 149 | 224 | 683 | 1.6 | 156 | 0 | 0 | 156 | 527 |  | 2020 | 459 | 224 | 683 | 0 | 0 | 0 | 683 |  | 2020 | 459 | 224 | 0.028 | 123 | 0.401 | 60 | 866 | 0 | 0 | 0 | 866 |  | 2020 | 0 | 150 | 6.798 | 1020 | 0.166 | 729 | 1749 | 0 | 1749 |  | 2020 | 459 | 224 | 123 | 806 | 0 | 0 | 0 | 806
4) Demand Cost ($/Unit/Yr) = |  | 142.21 | 19) Participant Non-Energy Savings (Annual $/Part) = | 0 |  |  | 7 |  | 2021 | 150 | 3.168 | 475 | 0 | 0 | 475 | 1.5 | 151 | 227 | 702 | 1.657 | 162 | 0 | 0 | 162 | 540 |  | 2021 | 475 | 227 | 702 | 0 | 0 | 0 | 702 |  | 2021 | 475 | 227 | 0.029 | 127 | 0.41 | 62 | 891 | 0 | 0 | 0 | 891 |  | 2021 | 0 | 150 | 7.036 | 1055 | 0.172 | 755 | 1810 | 0 | 1810 |  | 2021 | 475 | 227 | 127 | 829 | 0 | 0 | 0 | 829
Escalation Rate = |  | 1% | Escalation Rate = | 0% |  |  | 8 |  | 2022 | 150 | 3.279 | 492 | 0 | 0 | 492 | 1.5 | 152 | 228 | 720 | 1.714 | 167 | 0 | 0 | 167 | 553 |  | 2022 | 492 | 228 | 720 | 0 | 0 | 0 | 720 |  | 2022 | 492 | 228 | 0.03 | 132 | 0.42 | 63 | 915 | 0 | 0 | 0 | 915 |  | 2022 | 0 | 150 | 7.282 | 1092 | 0.178 | 782 | 1874 | 0 | 1874 |  | 2022 | 492 | 228 | 132 | 852 | 0 | 0 | 0 | 852 | 1
[7 empty] | 9 |  | 2023 | 150 | 3.393 | 509 | 0 | 0 | 509 | 1.5 | 154 | 231 | 740 | 1.774 | 173 | 0 | 0 | 173 | 567 |  | 2023 | 509 | 231 | 740 | 0 | 0 | 0 | 740 |  | 2023 | 509 | 231 | 0.031 | 136 | 0.429 | 64 | 940 | 0 | 0 | 0 | 940 |  | 2023 | 0 | 150 | 7.537 | 1131 | 0.184 | 808 | 1939 | 0 | 1939 |  | 2023 | 509 | 231 | 136 | 876 | 0 | 0 | 0 | 876 | 2
5) Peak Reduction Factor = |  | 1% | 20) Project Life (Years) = | 20 |  |  | 10 |  | 2024 | 150 | 3.512 | 527 | 0 | 0 | 527 | 1.5 | 156 | 234 | 761 | 1.837 | 179 | 0 | 0 | 179 | 582 |  | 2024 | 527 | 234 | 761 | 0 | 0 | 0 | 761 |  | 2024 | 527 | 234 | 0.032 | 141 | 0.439 | 66 | 968 | 0 | 0 | 0 | 968 |  | 2024 | 0 | 150 | 7.801 | 1170 | 0.19 | 834 | 2004 | 0 | 2004 |  | 2024 | 527 | 234 | 141 | 902 | 0 | 0 | 0 | 902 | 3
[7 empty] | 11 |  | 2025 | 150 | 3.635 | 545 | 0 | 0 | 545 | 1.5 | 157 | 236 | 781 | 1.901 | 185 | 0 | 0 | 185 | 596 |  | 2025 | 545 | 236 | 781 | 0 | 0 | 0 | 781 |  | 2025 | 545 | 236 | 0.034 | 149 | 0.449 | 67 | 997 | 0 | 0 | 0 | 997 |  | 2025 | 0 | 150 | 8.074 | 1211 | 0.197 | 865 | 2076 | 0 | 2076 |  | 2025 | 545 | 236 | 149 | 930 | 0 | 0 | 0 | 930 | 4
6) Variable O&M ($/Dk) = |  | 0 | 21) Avg. Dk/Part. Saved = | 25 |  |  | 12 |  | 2026 | 150 | 3.762 | 564 | 0 | 0 | 564 | 1.5 | 159 | 239 | 803 | 1.967 | 192 | 0 | 0 | 192 | 611 |  | 2026 | 564 | 239 | 803 | 0 | 0 | 0 | 803 |  | 2026 | 564 | 239 | 0.035 | 154 | 0.46 | 69 | 1026 | 0 | 0 | 0 | 1026 |  | 2026 | 0 | 150 | 8.356 | 1253 | 0.204 | 896 | 2149 | 0 | 2149 |  | 2026 | 564 | 239 | 154 | 957 | 0 | 0 | 0 | 957
Escalation Rate = |  | 0% |  |  |  |  | 13 |  | 2027 | 150 | 3.894 | 584 | 0 | 0 | 584 | 1.5 | 160 | 240 | 824 | 2.036 | 199 | 0 | 0 | 199 | 625 |  | 2027 | 584 | 240 | 824 | 0 | 0 | 0 | 824 |  | 2027 | 584 | 240 | 0.036 | 158 | 0.47 | 71 | 1053 | 0 | 0 | 0 | 1053 |  | 2027 | 0 | 150 | 8.649 | 1297 | 0.211 | 927 | 2224 | 0 | 2224 |  | 2027 | 584 | 240 | 158 | 982 | 0 | 0 | 0 | 982
|  |  | 22) Avg Non-Gas Fuel Units/Part. Saved = | 732 |  |  | 14 |  | 2028 | 150 | 4.03 | 605 | 0 | 0 | 605 | 1.5 | 162 | 243 | 848 | 2.108 | 206 | 0 | 0 | 206 | 642 |  | 2028 | 605 | 243 | 848 | 0 | 0 | 0 | 848 |  | 2028 | 605 | 243 | 0.037 | 163 | 0.481 | 72 | 1083 | 0 | 0 | 0 | 1083 |  | 2028 | 0 | 150 | 8.951 | 1343 | 0.219 | 962 | 2305 | 0 | 2305 |  | 2028 | 605 | 243 | 163 | 1011 | 0 | 0 | 0 | 1011
7) Non-Gas Fuel Cost ($/Fuel Unit) = |  | 0.0218 | 22a) Avg Additional Non-Gas Fuel Units/ Part. Used = | 0 |  |  | 15 |  | 2029 | 150 | 4.171 | 626 | 0 | 0 | 626 | 1.5 | 163 | 245 | 871 | 2.181 | 213 | 0 | 0 | 213 | 658 |  | 2029 | 626 | 245 | 871 | 0 | 0 | 0 | 871 |  | 2029 | 626 | 245 | 0.038 | 167 | 0.492 | 74 | 1112 | 0 | 0 | 0 | 1112 |  | 2029 | 0 | 150 | 9.265 | 1390 | 0.226 | 993 | 2383 | 0 | 2383 |  | 2029 | 626 | 245 | 167 | 1038 | 0 | 0 | 0 | 1038
Escalation Rate = |  | 3.5% |  |  |  |  | 16 |  | 2030 | 150 | 4.317 | 648 | 0 | 0 | 648 | 1.5 | 165 | 248 | 896 | 2.258 | 220 | 0 | 0 | 220 | 676 |  | 2030 | 648 | 248 | 896 | 0 | 0 | 0 | 896 |  | 2030 | 648 | 248 | 0.04 | 176 | 0.504 | 76 | 1148 | 0 | 0 | 0 | 1148 |  | 2030 | 0 | 150 | 9.589 | 1438 | 0.234 | 1028 | 2466 | 0 | 2466 |  | 2030 | 648 | 248 | 176 | 1072 | 0 | 0 | 0 | 1072
|  |  | 23) Number of Participants = | 6 |  |  | 17 |  | 2031 | 150 | 4.468 | 670 | 0 | 0 | 670 | 1.5 | 167 | 251 | 921 | 2.337 | 228 | 0 | 0 | 228 | 693 |  | 2031 | 670 | 251 | 921 | 0 | 0 | 0 | 921 |  | 2031 | 670 | 251 | 0.041 | 180 | 0.515 | 77 | 1178 | 0 | 0 | 0 | 1178 |  | 2031 | 0 | 150 | 9.925 | 1489 | 0.242 | 1063 | 2552 | 0 | 2552 |  | 2031 | 670 | 251 | 180 | 1101 | 0 | 0 | 0 | 1101 | 5
8) Non-Gas Fuel Loss Factor |  | 5.1% |  |  |  |  | 18 |  | 2032 | 150 | 4.625 | 694 | 0 | 0 | 694 | 1.5 | 168 | 252 | 946 | 2.418 | 236 | 0 | 0 | 236 | 710 |  | 2032 | 694 | 252 | 946 | 0 | 0 | 0 | 946 |  | 2032 | 694 | 252 | 0.043 | 189 | 0.527 | 79 | 1214 | 0 | 0 | 0 | 1214 |  | 2032 | 0 | 150 | 10.272 | 1541 | 0.251 | 1102 | 2643 | 0 | 2643 |  | 2032 | 694 | 252 | 189 | 1135 | 0 | 0 | 0 | 1135 | 6
|  |  | 24) Total Annual Dk Saved = | 150 |  |  | 19 |  | 2033 | 150 | 4.787 | 718 | 0 | 0 | 718 | 1.5 | 170 | 255 | 973 | 2.503 | 244 | 0 | 0 | 244 | 729 |  | 2033 | 718 | 255 | 973 | 0 | 0 | 0 | 973 |  | 2033 | 718 | 255 | 0.044 | 193 | 0.539 | 81 | 1247 | 0 | 0 | 0 | 1247 |  | 2033 | 0 | 150 | 10.631 | 1595 | 0.26 | 1142 | 2737 | 0 | 2737 |  | 2033 | 718 | 255 | 193 | 1166 | 0 | 0 | 0 | 1166 | 7
9) Gas Environmental Damage Factor = |  | 0.35 |  |  |  |  | 20 |  | 2034 | 150 | 4.954 | 743 | 0 | 0 | 743 | 1.5 | 172 | 258 | 1001 | 2.591 | 253 | 0 | 0 | 253 | 748 |  | 2034 | 743 | 258 | 1001 | 0 | 0 | 0 | 1001 |  | 2034 | 743 | 258 | 0.046 | 202 | 0.552 | 83 | 1286 | 0 | 0 | 0 | 1286 |  | 2034 | 0 | 150 | 11.004 | 1651 | 0.269 | 1181 | 2832 | 0 | 2832 |  | 2034 | 743 | 258 | 202 | 1203 | 0 | 0 | 0 | 1203
Escalation Rate = |  | 2.3% | 25) Incentive/Participant = | 300 |  |  | 21 |  | 2035 | 0 | 5.128 | 0 | 0 | 0 | 0 | 0 | 174 | 0 | 0 | 2.681 | 0 | 0 | 0 | 0 | 0 |  | 2035 | 0 | 0 | 0 | 0 | 0 | 0 | 0 |  | 2035 | 0 | 0 | 0.047 | 0 | 0.564 | 0 | 0 | 0 | 0 | 0 | 0 |  | 2035 | 0 | 0 | 11.389 | 0 | 0.278 | 0 | 0 | 0 | 0 |  | 2035 | 0 | 0 | 0 | 0 | 0 | 0 | 0 | 0
8
10) Non Gas Fuel Environmental Damage Factor = |  | 0 | 26) Distribution Delivery Charge |  |  | 1.302 |  | Total = |  | 3000 | [8 empty] | 15634 |  |  |  |  | 5652 | 9982 | Total = |  |  |  | 15634 |  |  | 1934 | 13700 | Total = | [7 empty] | 19927 |  |  | 4034 | 15893 | Total = |  |  | 3000 |  |  |  |  | 43443 | 3900 | 39543 |  |  |  |  | Total = | 18582 |  |  | 4034 | 14548
Escalation Rate = |  | 0% | [14 empty] | NPV = |  | 7981 |  |  |  |  | 3798 | 4183 |  |  |  | NPV = | 7981 |  |  | 1934 | 6047 | [7 empty] | NPV = | 14123 |  |  | 4034 | 10089 | [7 empty] | NPV = | 19351 | 3900 | 15451 |  |  |  |  | NPV = | 9458 |  |  | 4034 | 5424 | 9
|  |  | 27) Effective Income Tax Rate = |  |  | 35%
11) Participant Discount Rate = |  | 10% | (Federal & State Taxes) |  |  |  |  | Total NPV = |  |  | 4183 | [14 empty] | Total NPV = |  |  | 6047 | [5 empty] | Total NPV = |  |  | 10089 | [9 empty] | Total NPV = |  |  | 15451 | [7 empty] | Total NPV = |  |  | 5424
[8 empty] | Benefit/Cost Ratio = |  |  | 2.1 | [14 empty] | Benefit/Cost Ratio = |  |  | 4.13 | [5 empty] | Benefit/Cost Ratio = |  |  | 3.5 | [9 empty] | Benefit/Cost Ratio = |  |  | 4.9618 | [7 empty] | Benefit/Cost Ratio = |  |  | 2.34 | [6 empty] | 10
12) Utility Discount Rate = |  | 7.6% | Test Results | NPV | B/C | [63 empty] | 11
|  |  | Ratepayer Impact Measure Test | 4183 | 2.1 | [63 empty] | 12
13) Societal Discount Rate = |  | 3.56% | Utility Cost Test | 6047 | 4.13 |  | Worksheet Calculations | [18 empty] | Worksheet Calculations | [8 empty] | Worksheet Calculations | [12 empty] | Worksheet Calculations | [10 empty] | Worksheet Calculations | [9 empty] | 13
|  |  | Societal Test | 10089 | 3.5 |  | (A) | = Average Dk/Participant Saved (21) x Number of Participants (23) for Project Life (20) | [8 empty] | (I) | = (G) x (H) | [7 empty] | (A) | = Table 1 (F) | [7 empty] | (A) | = Table 1 (F) | [5 empty] | (H) | = Table 2 (F) |  |  |  |  | (A) | = Table 1 (N) | [9 empty] | (A) | = Table 1 (F)
14) General Input Data Year = |  | 2014 | Participant Test | 15451 | 4.9618 |  | (B) | = Commodity Cost (3) escalated | [8 empty] | (J) | = (F) + (I) | [7 empty] | (B) | = Table 1 (I) | [7 empty] | (G) | = Table 1 (I) | [5 empty] | (I) | = Direct Part. Costs (17) x No. of Part. (23) - Table 1 (N) |  |  |  |  | (B) | = Table 1 (A) | [9 empty] | (B) | = Table 1 (I)
|  |  | Total Resource Cost Test | 5424 | 2.34 |  | (C) | = (A) x (B) | [8 empty] | (K) | = Distribution Delivery Charge (26) escalated. | [7 empty] | (C) | = Table 1 (J) | [7 empty] | (C) | = Non-Gas Fuel Cost (7), adjusted for losses (8), escalated.. | [5 empty] | (J) | = (H) + (I) |  |  |  |  | (C) | = Retail Rate (1) escalated. | [9 empty] | (C) | = Table 3 (D)
15) Project Analysis Year 1 = |  | 2015 |  |  |  |  | (D) | = Variable O&M Cost (6), escalated | [8 empty] | (L) | = (A) x (K) x (1-Inverse of Tax Rate (27) | [7 empty] | (D) | = Table 1 (M) | [7 empty] | (D) | = (C) x [Avg. Non-Gas Fuel Units/Part.Saved (22) x No. of Part. (23) | [5 empty] | (K) | = (G) - (J) |  |  |  |  | (D) | =(B) x (C) | [9 empty] | (D) | = (A) + (B) + (C)
[7 empty] | (E) | = (A) x (D) | [8 empty] | (M) | = Admin & Operating Costs (16a) | [7 empty] | (E) | = Table 1 (N) | [7 empty] | (E) | = Gas Environmental Damage Factor (9), escalated | [11 empty] | (E) | = Non-Gas Fuel Retail Rate (2), escalated. | [9 empty] | (E) | = Table 3 (H)
[7 empty] | (F) | = (C) + (E) | [8 empty] | (N) | = Incentive Costs (16b) | [7 empty] | (F) | = (D) + (E) | [7 empty] | (F) | = Table 1 (A) x (E) | [11 empty] | (F) | = (E) x [Avg. Non-Gas Fuel Units/Part.Saved (22) x No. of Part. (23) | [9 empty] | (F) | = Table 3 (I) | [8 empty] | 14
[7 empty] | (G) | = (A) x Peak Reduction Factor (5) | [8 empty] | (O) | = (L) + (M) + (N) | [7 empty] | (G) | = (C) - (F) | [7 empty] | (G) | = (A) + (B) + (D) + (F) | [11 empty] | (G) | = (A) + (D) + (F) | [9 empty] | (G) | = (E) + (F) | [8 empty] | 15
[7 empty] | (H) | = Demand Cost (4) escalated. | [8 empty] | (P) | = (J) - (O) | [29 empty] | (H) | = Direct Participant Costs (17) x Number of Participants (23) | [9 empty] | (H) | = (D) - (G) | [8 empty] | 16
[48 empty] | (I) | = (G) - (H)
Note on N14: mulkernr: no escalation because using projected gas cost.
Note on T14: mulkernr: no escalatipm beciase using 2016 cost

## Custom
NATURAL GAS CONSERVATION PROGRAMS/DEMAND-SIDE MANAGEMENT | [7 empty] | Table 1 | [17 empty] | Table 2 | [8 empty] | Table 3 | [12 empty] | Table 4 | [10 empty] | Table 5
BEN/COST ANALYSIS FOR GAS CONSERVATION | [7 empty] | Ratepayer Impact Measure Test | [17 empty] | Utility Cost Test | [8 empty] | Societal Test | [12 empty] | Participant Test | [10 empty] | Total Resource Cost Test
Company: | Montana-Dakota Utilities Co. | [6 empty] | Company: |  | Montana-Dakota Utilities Co. | [15 empty] | Company: |  | Montana-Dakota Utilities Co. | [6 empty] | Company: |  | Montana-Dakota Utilities Co. | [11 empty] | Company: | Montana-Dakota Utilities Co. | [9 empty] | Company: | Montana-Dakota Utilities Co.
Project: | Commercial Custom Program | [6 empty] | Project: |  | Commercial Custom Program | [15 empty] | Project: |  | Commercial Custom Program | [6 empty] | Project: |  | Commercial Custom Program | [11 empty] | Project: | Commercial Custom Program | [9 empty] | Project: | Commercial Custom Program
Program Years: | Actual 2015
[11 empty] | Benefits | [9 empty] | Costs | [6 empty] | Benefits |  |  | Costs | [5 empty] | Benefits | [6 empty] | Costs | [5 empty] | Benefits | [6 empty] | Costs |  |  |  | Benefits |  |  |  | Costs
Input Data |  |  |  | 2014 | [20 empty] | Annual | [8 empty] | Annual |  |  |  |  | Non-Gas | [7 empty] | Annual | [10 empty] | Annual | [9 empty] | Annual
[10 empty] | Total | Gas | Gas | Variable | Variable | Total | Peak Dk | Demand | Total |  | Distribution |  | Program |  | Total | Benefits |  |  | Total | Total | Annual | Program |  | Utility | Benefits |  |  | Total | Total | Energy | Non-Gas | Environmental | Environmental | Annual | Utility | Participants' | Annual | Benefits |  |  |  | Total |  | Gas | Non-Gas | Non-Gas | Total | Direct | Benefits |  |  | Total | Total | Non-Gas | Total | Utility | Participants' |  | Benefits
1) Retail Rate ($/Dk) = |  | 5.53 | 16) Utility Project Costs | [6 empty] | Energy | Commodity | Commodity | O & M | O & M | Energy | Demand | Savings | Demand | Total | Delivery | Lost | Admin | Incentive | Program | Less |  |  | Energy | Demand | Total | Admin | Incentive | Program | Less |  |  | Energy | Demand | Savings | Energy | Damage | Damage | Total | Program | Costs Net | Total | Less |  |  | Incentives | Energy | Retail | Bill | Fuel | Energy | Annual | Participant | Less |  |  | Energy | Demand | Energy | Annual | Program | Costs Net | Total | Less
Escalation Rate = |  | 3.5% | 16a) Administrative & Operating Costs = | 0 |  |  | t |  |  | Reduction | Cost/Dk | Savings | Cost/Dk | Savings | Savings | Reduction | Per Unit | Savings | Savings | Charge | Margin | Costs | Costs | Costs | Costs |  |  | Savings | Savings | Savings | Costs | Costs | Costs | Costs |  |  | Savings | Savings | ($/Part.) | Savings | Savings/Dk | Savings | Savings | Costs | of Rebate | Costs | Costs |  |  | Received | Reduction | Rate | Savings | Retail Rate | Savings | Benefits | Costs | Costs |  |  | Savings | Savings | Savings | Benefits | Costs | of Rebate | Costs | Costs
|  |  | 16b) Incentive Costs = | 0 |  |  |  |  | Year | (A) | (B) | (C) | (D) | (E) | (F) | (G) | (H) | (I) | (J) | (K) | (L) | (M) | (N) | (O) | (P) |  | Year | (A) | (B) | (C) | (D) | (E) | (F) | (G) |  | Year | (A) | (B) | (C) | (D) | (E) | (F) | (G) | (H) | (I) | (J) | (K) |  | Year | (A) | (B) | (C) | (D) | (E) | (F) | (G) | (H) | (I) |  | Year | (A) | (B) | (C) | (D) | (E) | (F) | (G) | (H)
2) Non-Gas Fuel Retail Rate ($/Fuel Unit) = |  | 0.135 | 16c) Total Utility Project Costs = | 0
Escalation Rate = |  | 3.5% |  |  |  |  | 1 |  | 2015 | 0 | 2.577 | 0 | 0 | 0 | 0 | 0 | 142 | 0 | 0 | 1.348 | 0 | 0 | 0 | 0 | 0 |  | 2015 | 0 | 0 | 0 | 0 | 0 | 0 | 0 |  | 2015 | 0 | 0 | 0.024 | 0 | 0.358 | 0 | 0 | 0 | 0 | 0 | 0 |  | 2015 | 0 | 0 | 5.724 | 0 | 0.14 | 0 | 0 | 0 | 0 |  | 2015 | 0 | 0 | 0 | 0 | 0 | 0 | 0 | 0
Non-Gas Fuel Units (ie. kWh,Gallons, etc) = |  | Kwh | 17) Direct Participant Costs ($/Part.) = | 3000 |  |  | 2 |  | 2016 | 0 | 2.667 | 0 | 0 | 0 | 0 | 0 | 144 | 0 | 0 | 1.395 | 0 | 0 | 0 | 0 | 0 |  | 2016 | 0 | 0 | 0 | 0 | 0 | 0 | 0 |  | 2016 | 0 | 0 | 0.025 | 0 | 0.366 | 0 | 0 | 0 | 0 | 0 | 0 |  | 2016 | 0 | 0 | 5.924 | 0 | 0.145 | 0 | 0 | 0 | 0 |  | 2016 | 0 | 0 | 0 | 0 | 0 | 0 | 0 | 0
[7 empty] | 3 |  | 2017 | 0 | 2.761 | 0 | 0 | 0 | 0 | 0 | 145 | 0 | 0 | 1.444 | 0 | 0 | 0 | 0 | 0 |  | 2017 | 0 | 0 | 0 | 0 | 0 | 0 | 0 |  | 2017 | 0 | 0 | 0.025 | 0 | 0.375 | 0 | 0 | 0 | 0 | 0 | 0 |  | 2017 | 0 | 0 | 6.131 | 0 | 0.15 | 0 | 0 | 0 | 0 |  | 2017 | 0 | 0 | 0 | 0 | 0 | 0 | 0 | 0
3) Commodity Cost ($/Dk) = |  | 2.577 | 18) Participant Non-Energy Costs (Annual $/Part.) = | 0 |  |  | 4 |  | 2018 | 0 | 2.857 | 0 | 0 | 0 | 0 | 0 | 147 | 0 | 0 | 1.494 | 0 | 0 | 0 | 0 | 0 |  | 2018 | 0 | 0 | 0 | 0 | 0 | 0 | 0 |  | 2018 | 0 | 0 | 0.026 | 0 | 0.383 | 0 | 0 | 0 | 0 | 0 | 0 |  | 2018 | 0 | 0 | 6.346 | 0 | 0.155 | 0 | 0 | 0 | 0 |  | 2018 | 0 | 0 | 0 | 0 | 0 | 0 | 0 | 0
Escalation Rate = |  | 3.5% | Escalation Rate = | 0% |  |  | 5 |  | 2019 | 0 | 2.957 | 0 | 0 | 0 | 0 | 0 | 148 | 0 | 0 | 1.546 | 0 | 0 | 0 | 0 | 0 |  | 2019 | 0 | 0 | 0 | 0 | 0 | 0 | 0 |  | 2019 | 0 | 0 | 0.027 | 0 | 0.392 | 0 | 0 | 0 | 0 | 0 | 0 |  | 2019 | 0 | 0 | 6.568 | 0 | 0.16 | 0 | 0 | 0 | 0 |  | 2019 | 0 | 0 | 0 | 0 | 0 | 0 | 0 | 0 | t
[7 empty] | 6 |  | 2020 | 0 | 3.061 | 0 | 0 | 0 | 0 | 0 | 149 | 0 | 0 | 1.6 | 0 | 0 | 0 | 0 | 0 |  | 2020 | 0 | 0 | 0 | 0 | 0 | 0 | 0 |  | 2020 | 0 | 0 | 0.028 | 0 | 0.401 | 0 | 0 | 0 | 0 | 0 | 0 |  | 2020 | 0 | 0 | 6.798 | 0 | 0.166 | 0 | 0 | 0 | 0 |  | 2020 | 0 | 0 | 0 | 0 | 0 | 0 | 0 | 0
4) Demand Cost ($/Unit/Yr) = |  | 142.21 | 19) Participant Non-Energy Savings (Annual $/Part) = | 0 |  |  | 7 |  | 2021 | 0 | 3.168 | 0 | 0 | 0 | 0 | 0 | 151 | 0 | 0 | 1.657 | 0 | 0 | 0 | 0 | 0 |  | 2021 | 0 | 0 | 0 | 0 | 0 | 0 | 0 |  | 2021 | 0 | 0 | 0.029 | 0 | 0.41 | 0 | 0 | 0 | 0 | 0 | 0 |  | 2021 | 0 | 0 | 7.036 | 0 | 0.172 | 0 | 0 | 0 | 0 |  | 2021 | 0 | 0 | 0 | 0 | 0 | 0 | 0 | 0
Escalation Rate = |  | 1% | Escalation Rate = | 0% |  |  | 8 |  | 2022 | 0 | 3.279 | 0 | 0 | 0 | 0 | 0 | 152 | 0 | 0 | 1.714 | 0 | 0 | 0 | 0 | 0 |  | 2022 | 0 | 0 | 0 | 0 | 0 | 0 | 0 |  | 2022 | 0 | 0 | 0.03 | 0 | 0.42 | 0 | 0 | 0 | 0 | 0 | 0 |  | 2022 | 0 | 0 | 7.282 | 0 | 0.178 | 0 | 0 | 0 | 0 |  | 2022 | 0 | 0 | 0 | 0 | 0 | 0 | 0 | 0 | 1
[7 empty] | 9 |  | 2023 | 0 | 3.393 | 0 | 0 | 0 | 0 | 0 | 154 | 0 | 0 | 1.774 | 0 | 0 | 0 | 0 | 0 |  | 2023 | 0 | 0 | 0 | 0 | 0 | 0 | 0 |  | 2023 | 0 | 0 | 0.031 | 0 | 0.429 | 0 | 0 | 0 | 0 | 0 | 0 |  | 2023 | 0 | 0 | 7.537 | 0 | 0.184 | 0 | 0 | 0 | 0 |  | 2023 | 0 | 0 | 0 | 0 | 0 | 0 | 0 | 0 | 2
5) Peak Reduction Factor = |  | 1% | 20) Project Life (Years) = | 15 |  |  | 10 |  | 2024 | 0 | 3.512 | 0 | 0 | 0 | 0 | 0 | 156 | 0 | 0 | 1.837 | 0 | 0 | 0 | 0 | 0 |  | 2024 | 0 | 0 | 0 | 0 | 0 | 0 | 0 |  | 2024 | 0 | 0 | 0.032 | 0 | 0.439 | 0 | 0 | 0 | 0 | 0 | 0 |  | 2024 | 0 | 0 | 7.801 | 0 | 0.19 | 0 | 0 | 0 | 0 |  | 2024 | 0 | 0 | 0 | 0 | 0 | 0 | 0 | 0 | 3
[7 empty] | 11 |  | 2025 | 0 | 3.635 | 0 | 0 | 0 | 0 | 0 | 157 | 0 | 0 | 1.901 | 0 | 0 | 0 | 0 | 0 |  | 2025 | 0 | 0 | 0 | 0 | 0 | 0 | 0 |  | 2025 | 0 | 0 | 0.034 | 0 | 0.449 | 0 | 0 | 0 | 0 | 0 | 0 |  | 2025 | 0 | 0 | 8.074 | 0 | 0.197 | 0 | 0 | 0 | 0 |  | 2025 | 0 | 0 | 0 | 0 | 0 | 0 | 0 | 0 | 4
6) Variable O&M ($/Dk) = |  | 0 | 21) Avg. Dk/Part. Saved = | 0 |  |  | 12 |  | 2026 | 0 | 3.762 | 0 | 0 | 0 | 0 | 0 | 159 | 0 | 0 | 1.967 | 0 | 0 | 0 | 0 | 0 |  | 2026 | 0 | 0 | 0 | 0 | 0 | 0 | 0 |  | 2026 | 0 | 0 | 0.035 | 0 | 0.46 | 0 | 0 | 0 | 0 | 0 | 0 |  | 2026 | 0 | 0 | 8.356 | 0 | 0.204 | 0 | 0 | 0 | 0 |  | 2026 | 0 | 0 | 0 | 0 | 0 | 0 | 0 | 0
Escalation Rate = |  | 0% |  |  |  |  | 13 |  | 2027 | 0 | 3.894 | 0 | 0 | 0 | 0 | 0 | 160 | 0 | 0 | 2.036 | 0 | 0 | 0 | 0 | 0 |  | 2027 | 0 | 0 | 0 | 0 | 0 | 0 | 0 |  | 2027 | 0 | 0 | 0.036 | 0 | 0.47 | 0 | 0 | 0 | 0 | 0 | 0 |  | 2027 | 0 | 0 | 8.649 | 0 | 0.211 | 0 | 0 | 0 | 0 |  | 2027 | 0 | 0 | 0 | 0 | 0 | 0 | 0 | 0
|  |  | 22) Avg Non-Gas Fuel Units/Part. Saved = | 0 |  |  | 14 |  | 2028 | 0 | 4.03 | 0 | 0 | 0 | 0 | 0 | 162 | 0 | 0 | 2.108 | 0 | 0 | 0 | 0 | 0 |  | 2028 | 0 | 0 | 0 | 0 | 0 | 0 | 0 |  | 2028 | 0 | 0 | 0.037 | 0 | 0.481 | 0 | 0 | 0 | 0 | 0 | 0 |  | 2028 | 0 | 0 | 8.951 | 0 | 0.219 | 0 | 0 | 0 | 0 |  | 2028 | 0 | 0 | 0 | 0 | 0 | 0 | 0 | 0
7) Non-Gas Fuel Cost ($/Fuel Unit) = |  | 0.0218 | 22a) Avg Additional Non-Gas Fuel Units/ Part. Used = | 0 |  |  | 15 |  | 2029 | 0 | 4.171 | 0 | 0 | 0 | 0 | 0 | 163 | 0 | 0 | 2.181 | 0 | 0 | 0 | 0 | 0 |  | 2029 | 0 | 0 | 0 | 0 | 0 | 0 | 0 |  | 2029 | 0 | 0 | 0.038 | 0 | 0.492 | 0 | 0 | 0 | 0 | 0 | 0 |  | 2029 | 0 | 0 | 9.265 | 0 | 0.226 | 0 | 0 | 0 | 0 |  | 2029 | 0 | 0 | 0 | 0 | 0 | 0 | 0 | 0
Escalation Rate = |  | 3.5% |  |  |  |  | 16 |  | 2030 | 0 | 4.317 | 0 | 0 | 0 | 0 | 0 | 165 | 0 | 0 | 2.258 | 0 | 0 | 0 | 0 | 0 |  | 2030 | 0 | 0 | 0 | 0 | 0 | 0 | 0 |  | 2030 | 0 | 0 | 0.04 | 0 | 0.504 | 0 | 0 | 0 | 0 | 0 | 0 |  | 2030 | 0 | 0 | 9.589 | 0 | 0.234 | 0 | 0 | 0 | 0 |  | 2030 | 0 | 0 | 0 | 0 | 0 | 0 | 0 | 0
|  |  | 23) Number of Participants = | 0 |  |  | 17 |  | 2031 | 0 | 4.468 | 0 | 0 | 0 | 0 | 0 | 167 | 0 | 0 | 2.337 | 0 | 0 | 0 | 0 | 0 |  | 2031 | 0 | 0 | 0 | 0 | 0 | 0 | 0 |  | 2031 | 0 | 0 | 0.041 | 0 | 0.515 | 0 | 0 | 0 | 0 | 0 | 0 |  | 2031 | 0 | 0 | 9.925 | 0 | 0.242 | 0 | 0 | 0 | 0 |  | 2031 | 0 | 0 | 0 | 0 | 0 | 0 | 0 | 0 | 5
8) Non-Gas Fuel Loss Factor |  | 5.1% |  |  |  |  | 18 |  | 2032 | 0 | 4.625 | 0 | 0 | 0 | 0 | 0 | 168 | 0 | 0 | 2.418 | 0 | 0 | 0 | 0 | 0 |  | 2032 | 0 | 0 | 0 | 0 | 0 | 0 | 0 |  | 2032 | 0 | 0 | 0.043 | 0 | 0.527 | 0 | 0 | 0 | 0 | 0 | 0 |  | 2032 | 0 | 0 | 10.272 | 0 | 0.251 | 0 | 0 | 0 | 0 |  | 2032 | 0 | 0 | 0 | 0 | 0 | 0 | 0 | 0 | 6
|  |  | 24) Total Annual Dk Saved = | 0 |  |  | 19 |  | 2033 | 0 | 4.787 | 0 | 0 | 0 | 0 | 0 | 170 | 0 | 0 | 2.503 | 0 | 0 | 0 | 0 | 0 |  | 2033 | 0 | 0 | 0 | 0 | 0 | 0 | 0 |  | 2033 | 0 | 0 | 0.044 | 0 | 0.539 | 0 | 0 | 0 | 0 | 0 | 0 |  | 2033 | 0 | 0 | 10.631 | 0 | 0.26 | 0 | 0 | 0 | 0 |  | 2033 | 0 | 0 | 0 | 0 | 0 | 0 | 0 | 0 | 7
9) Gas Environmental Damage Factor = |  | 0.35 |  |  |  |  | 20 |  | 2034 | 0 | 4.954 | 0 | 0 | 0 | 0 | 0 | 172 | 0 | 0 | 2.591 | 0 | 0 | 0 | 0 | 0 |  | 2034 | 0 | 0 | 0 | 0 | 0 | 0 | 0 |  | 2034 | 0 | 0 | 0.046 | 0 | 0.552 | 0 | 0 | 0 | 0 | 0 | 0 |  | 2034 | 0 | 0 | 11.004 | 0 | 0.269 | 0 | 0 | 0 | 0 |  | 2034 | 0 | 0 | 0 | 0 | 0 | 0 | 0 | 0
Escalation Rate = |  | 2.3% | 25) Incentive/Participant = | 0 |  |  | 21 |  | 2035 | 0 | 5.128 | 0 | 0 | 0 | 0 | 0 | 174 | 0 | 0 | 2.681 | 0 | 0 | 0 | 0 | 0 |  | 2035 | 0 | 0 | 0 | 0 | 0 | 0 | 0 |  | 2035 | 0 | 0 | 0.047 | 0 | 0.564 | 0 | 0 | 0 | 0 | 0 | 0 |  | 2035 | 0 | 0 | 11.389 | 0 | 0.278 | 0 | 0 | 0 | 0 |  | 2035 | 0 | 0 | 0 | 0 | 0 | 0 | 0 | 0
8
10) Non Gas Fuel Environmental Damage Factor = |  | 0 | 26) Distribution Delivery Charge |  |  | 1.302 |  | Total = |  | 0 | [8 empty] | 0 |  |  |  |  | 0 | 0 | Total = |  |  |  | 0 |  |  | 0 | 0 | Total = | [7 empty] | 0 |  |  | 0 | 0 | Total = |  |  | 0 |  |  |  |  | 0 | 0 | 0 |  |  |  |  | Total = | 0 |  |  | 0 | 0
Escalation Rate = |  | 0% | [14 empty] | NPV = |  | 0 |  |  |  |  | 0 | 0 |  |  |  | NPV = | 0 |  |  | 0 | 0 | [7 empty] | NPV = | 0 |  |  | 0 | 0 | [7 empty] | NPV = | 0 | 0 | 0 |  |  |  |  | NPV = | 0 |  |  | 0 | 0 | 9
|  |  | 27) Effective Income Tax Rate = |  |  | 35%
11) Participant Discount Rate = |  | 10% | (Federal & State Taxes) |  |  |  |  | Total NPV = |  |  | 0 | [14 empty] | Total NPV = |  |  | 0 | [5 empty] | Total NPV = |  |  | 0 | [9 empty] | Total NPV = |  |  | 0 | [7 empty] | Total NPV = |  |  | 0
[8 empty] | Benefit/Cost Ratio = |  |  | #DIV/0! | [14 empty] | Benefit/Cost Ratio = |  |  | #DIV/0! | [5 empty] | Benefit/Cost Ratio = |  |  | #DIV/0! | [9 empty] | Benefit/Cost Ratio = |  |  | #DIV/0! | [7 empty] | Benefit/Cost Ratio = |  |  | #DIV/0! | [6 empty] | 10
12) Utility Discount Rate = |  | 7.6% | Test Results | NPV | B/C | [63 empty] | 11
|  |  | Ratepayer Impact Measure Test | 0 | #DIV/0! | [63 empty] | 12
13) Societal Discount Rate = |  | 3.56% | Utility Cost Test | 0 | #DIV/0! |  | Worksheet Calculations | [18 empty] | Worksheet Calculations | [8 empty] | Worksheet Calculations | [12 empty] | Worksheet Calculations | [10 empty] | Worksheet Calculations | [9 empty] | 13
|  |  | Societal Test | 0 | #DIV/0! |  | (A) | = Average Dk/Participant Saved (21) x Number of Participants (23) for Project Life (20) | [8 empty] | (I) | = (G) x (H) | [7 empty] | (A) | = Table 1 (F) | [7 empty] | (A) | = Table 1 (F) | [5 empty] | (H) | = Table 2 (F) |  |  |  |  | (A) | = Table 1 (N) | [9 empty] | (A) | = Table 1 (F)
14) General Input Data Year = |  | 2014 | Participant Test | 0 | #DIV/0! |  | (B) | = Commodity Cost (3) escalated | [8 empty] | (J) | = (F) + (I) | [7 empty] | (B) | = Table 1 (I) | [7 empty] | (G) | = Table 1 (I) | [5 empty] | (I) | = Direct Part. Costs (17) x No. of Part. (23) - Table 1 (N) |  |  |  |  | (B) | = Table 1 (A) | [9 empty] | (B) | = Table 1 (I)
|  |  | Total Resource Cost Test | 0 | #DIV/0! |  | (C) | = (A) x (B) | [8 empty] | (K) | = Distribution Delivery Charge (26) escalated. | [7 empty] | (C) | = Table 1 (J) | [7 empty] | (C) | = Non-Gas Fuel Cost (7), adjusted for losses (8), escalated.. | [5 empty] | (J) | = (H) + (I) |  |  |  |  | (C) | = Retail Rate (1) escalated. | [9 empty] | (C) | = Table 3 (D)
15) Project Analysis Year 1 = |  | 2015 |  |  |  |  | (D) | = Variable O&M Cost (6), escalated | [8 empty] | (L) | = (A) x (K) x (1-Inverse of Tax Rate (27) | [7 empty] | (D) | = Table 1 (M) | [7 empty] | (D) | = (C) x [Avg. Non-Gas Fuel Units/Part.Saved (22) x No. of Part. (23) | [5 empty] | (K) | = (G) - (J) |  |  |  |  | (D) | =(B) x (C) | [9 empty] | (D) | = (A) + (B) + (C)
[7 empty] | (E) | = (A) x (D) | [8 empty] | (M) | = Admin & Operating Costs (16a) | [7 empty] | (E) | = Table 1 (N) | [7 empty] | (E) | = Gas Environmental Damage Factor (9), escalated | [11 empty] | (E) | = Non-Gas Fuel Retail Rate (2), escalated. | [9 empty] | (E) | = Table 3 (H)
[7 empty] | (F) | = (C) + (E) | [8 empty] | (N) | = Incentive Costs (16b) | [7 empty] | (F) | = (D) + (E) | [7 empty] | (F) | = Table 1 (A) x (E) | [11 empty] | (F) | = (E) x [Avg. Non-Gas Fuel Units/Part.Saved (22) x No. of Part. (23) | [9 empty] | (F) | = Table 3 (I) | [8 empty] | 14
[7 empty] | (G) | = (A) x Peak Reduction Factor (5) | [8 empty] | (O) | = (L) + (M) + (N) | [7 empty] | (G) | = (C) - (F) | [7 empty] | (G) | = (A) + (B) + (D) + (F) | [11 empty] | (G) | = (A) + (D) + (F) | [9 empty] | (G) | = (E) + (F) | [8 empty] | 15
[7 empty] | (H) | = Demand Cost (4) escalated. | [8 empty] | (P) | = (J) - (O) | [29 empty] | (H) | = Direct Participant Costs (17) x Number of Participants (23) | [9 empty] | (H) | = (D) - (G) | [8 empty] | 16
[48 empty] | (I) | = (G) - (H)
Note on N14: mulkernr: no escalation because using projected gas cost.
Note on T14: mulkernr: no escalatipm beciase using 2016 cost

## Gas Costs
Montana-Dakota Utilities Co.
Gas Utility - South Dakota
Projected Cost of Gas - 2016
South Dakota
|  | Residential | Firm General
Retail Rate
Average cost of gas 1/ |  | 4.228 | 4.228
Margin |  | 1.744 | 1.302
Total Retail Rate |  | 5.972 | 5.53
Gas Commodity |  | 16172274
Non-gas commodity |  | 1371389
Total |  | 17543663 | 2.577 | per dk adj. for losses
Dk deliveries |  | 6875967
Demand Cost (Avoided Capacity) ($/dk/yr)
Total Demand Charges (February 2015 PGA) |  | 11238050
Capacity requriements 2/ |  | 79024
Demand Costs |  | 142.21
1/ Based on February 2016 PGA adjusted to reflect the projected annual 2016 gas commodity cost.
2/ FT-1, FT-1 negotiated contract and T-FTG-1 capacity.
Electric - Black Hills Power
Residential
Base Rate | 2015-04-01 | 12 | 9.25 |  | 111
Energy Charge
All Kwh |  | 12000 | 0.09989 |  | 1198.68
Cost Adjustment |  | 12000 | 0.03292 |  | 395.04
Total Bill |  |  |  |  | 1704.72
Average Realization |  |  |  |  | 0.14206
Commercial (Small general service)
Base Rate |  | 12 | 12 |  | 144
Energy Charge
First 3000 Kwh |  | 36000 | 0.08463 |  | 3046.68
Over 3,000 Kwh |  | 36000 | 0.06763 |  | 2434.68
Cost Adjustment |  | 72000 | 0.03395 |  | 2444.4
Demand Charge
First 50 KW |  | 200 | 8.25 |  | 1650
Over 50 KW |  |  | 7.75 |  | 0
Total Bill |  |  |  |  | 9719.76
Average Realization |  |  |  |  | 0.135
Cost of Fuel
Base |  | 0.0146
FPPA |  | 0.0072
0.0218