## Summary 2016
Montana-Dakota Utilities Co.
Gas Utility - South Dakota
Conservation Portfolio Summary
2016 Actual
| 2016 |  |  |  | Lifetime
Programs | Participants | Cost | Dk Savings | Cost/Dk | Dk Savings
Residential Program
Furnaces - 95+% AFUE - New | 184 | 58004 | 1435 | 40.42 | 28700
Furnaces - 95+% AFUE - Repl. | 229 | 72189 | 2950 | 24.47 | 59000
Programmable Thermostats | 196 | 4119 | 568 | 7.25 | 5680
Energy Audits | 31 | 12146
Total Residential | 640 | 146458 | 4953 | 29.57 | 93380
Commercial Program
Furnaces - 95+% AFUE - New | 2 | 630 | 20 | 31.5 | 400
Furnaces - 95+% AFUE - Repl. | 7 | 2207 | 162 | 13.62 | 3240
Custom Efficiency | 0 | 0 | 0 |  | 0
Total Commercial | 9 | 2837 | 182 | 15.59 | 3640
Total Programs | 649 | 149295 | 5135 | 29.07 | 97020

## Database Inputs
South Dakota Natural Gas DSM Programs
Technical Assumptions
Cost Assumptions
Technical Assumptions
| Participation | [5 empty] | Average
|  | Number of |  |  | Average | Average | Non-Energy |  |  |  | Average
| Customer | Participants | Project | Baseline | High | dk Saved | Benefits | Cost | Cost High | incremental | Incentive
2015 Program Year | Class | 2016 | Life | Efficiency | Efficiency | / part | / Part | Std Equip | Eff Equip | Cost | / Part | Technical Notes
Residential
Furnace Tier 2 - 95%+ AFUE - New | Residential | 184 | 20 | 90 | 95 | 7.8 | 732 | 1380 | 2000 | 302 | 300 | 75,000 btuh Average | 0
Furnace Tier 2 - 95%+ AFUE - Replacement | Residential | 229 | 20 | 80 | 95 | 12.9 | 732 | 880 | 2000 | 650 | 300 | 75,000 btuh Average | 75,000 btuh Avg.
Programmable Thermostats | Residential | 196 | 10 | NA | NA | 2.9 | 2.1 |  |  | 60 | 20
Energy Audit | Residential | 31 | [7 empty] | 50
Commercial
Furnace Tier 2 - 95%+ AFUE - New | Commercial | 2 | 20 | 90 | 95 | 10 | 732 | 880 | 2000 | 302 | 300 | 75,000 btuh Average
Furnace Tier 2 - 95%+ AFUE - Replacement | Commercial | 7 | 20 | 80 | 95 | 23.1 | 732 | 880 | 2000 | 650 | 300 | 75,000 btuh Average
Custom Efficiency | Commercial | 0 | 15 | NA | NA | #DIV/0! | 0 | NA | NA | 3000 | 600
Totals |  | 649

## Total Program Inputs
Montana-Dakota Utilities Co.
Gas Utility - South Dakota
DSM Summary
2016 Actual
|  |  | Incentive | Admin | Admin | Total
| Participants | Dk Savings | Expense | Allocation | Expense 1/ | Expense | Incentive | dk/part.
Residential
High Efficiency Furnace - 95%+ (new) | 184 | 1435 | 55200 | 38.85% | 2804 | 58004 | 300 | 7.8
High Efficiency Furnace - 95%+ (replacement) | 229 | 2950 | 68700 | 48.35% | 3489 | 72189 | 300 | 12.9
Programmable Thermostats | 196 | 568 | 3920 | 2.76% | 199 | 4119 | 20 | 2.9
Total Residential | 609 | 4953 | 127820 | 89.96% | 6492 | 134312
Commmercial & Industrial
High Efficiency Furnace - 95%+ (new) | 2 | 20 | 600 | 0.42% | 30 | 630 | 300 | 10
High Efficiency Furnace - 95%+ (replacement) | 7 | 162 | 2100 | 1.48% | 107 | 2207 | 300 | 23.1
Custom | 0 | 0 | 0 | 0% | 0 | 0 | 600 | #DIV/0!
Total Commercial and Industrial | 9 | 182 | 2700 | 1.9% | 137 | 2837
Subtotal | 618 | 5135 | 130520 | 91.86% | 6629 | 137149
Energy Audits | 31 |  | 11559 | 8.14% | 587 | 12146
Total South Dakota | 649 | 5135 | 142079 | 100% | 7216 | 149295
1/ Administration expense allocated on incentive and program costs.
Admin costs | 7216

## Summary of Ratios
Montana-Dakota Utilities Co.
South Dakota Gas DSM Program Summary
Benefit/Cost Ratios
Actual 2016
Total
| Customer |  |  |  |  | Resource
Program | Class | RIM | Utility | Societal | Participant | Cost
Total Portfolio |  | 1.33 | 2.23 | 2.72 | 5.0539 | 1.92
Furnace (95+%) - New | Residential | 1.04 | 1.54 | 3.57 | 7.6811 | 2.51
Furnace (95+%) - Replacement | Residential | 1.42 | 2.54 | 2.39 | 4.2251 | 1.67
Programmable Thermostats | Residential | 2.02 | 5.17 | 2.24 | 3.0014 | 1.79
Furnace (95+%) - New | Commercial | 1.5 | 1.97 | 4.2 | 7.6887 | 2.94
Furnace (95+%) - Replacement | Commercial | 2.63 | 4.55 | 3.78 | 5.0356 | 2.62
Custom Efficiency | Commercial

## Gas Input Table Summary
Montana-Dakota Utilities Co.
2016 Input Data Summary
South Dakota Natural Gas Conservation Model - Authorized 2016
Input No. | Input Data Description | Information Source | SD Res. | SD Comm.
| Retail Rate ($/dk) | Weighted Average of SD retail rate using projected 2017 gas costs & February 2017 pipeline and distribution | 6.574 | 5.663
| Escalation Rate |  | 3.5% | 3.5%
2 | Non-Gas Fuel Retail ($/fuel/unit) | Average retail cost of non gas fuel if measures also saves kWh, gallons of water, etc. (for analysis purposes, used electric as Non-Gas Fuel Retail Rate) | 0.14609 | 0.13915
| Escalation Rate |  | 3.5% | 3.5%
| Non-Gas Fuel Units (ie. kWh, Gallons, etc) |  | Kwh | Kwh
3 | Commodity Cost ($/dk) | Estimated 2017 gas costs and February 2017 pipeline commodity | 2.976 | 2.976
| Escalation Rate |  | 3.5% | 3.5%
4 | Demand Cost ($/dk/Yr) | Annual cost of firm capacity on pipeline - Feburary 2017 PGA | 142.34 | 142.34
| Escalation Rate |  | 1% | 1%
5 | Peak Reduction Factor | Estimated average peak day reduction factor caused by implementing the measure (s) | 1% | 1%
6 | Variable O&M ($/dk) | Estimated variable O&M that will be avoided due the implementing the measure | 0 | 0
| Escalation Rate |  | 0% | 0%
7 | Non-Gas Fuel Cost ($/Fuel Unit) | Average commodity cost of non gas fuel if measures also saves kWh, gallons of water, etc. (for analysis purposes, used electric as Non-Gas Fuel Cost) | 0.02589 | 0.02589
| Escalation Rate |  | 3.5% | 3.5%
8 | Non-Gas Fuel Loss Factor | Non-Gas fuel loss factor (for analysis purposes, used Montana-Dakota 12 month ending July 2014loss factor) | 5.1% | 5.1%
9 | Gas Environmental Damage Factor | Per the 2013-2015 CIP triennium from Minnesota approved by the Minnesota Division of Energy Resources Staff | 0.35 | 0.35
| Escalation Rate |  | 2.3% | 2.3%
10 | Non Gas Fuel Environmental Damage Factor | Not Applicable | 0 | 0
| Escalation Rate |  | 0% | 0%
11 | Participant Discount Rate |  | 10% | 10%
12 | Utility Discount Rate | Montana-Dakota's authorized average cost of capital NG15-005 | 7.216% | 7.216%
13 | Societal Discount Rate | Equal to the 30 year T-Bill rate average for Twelve Months Ending September 16, 2014 | 3.56% | 3.56%
14 | General Input Data Year = | Year data was input | 2014 | 2014
15 | Project Analysis Year | Year(s) program will be implemented | 2015 | 2015
|  |  | 2016 | 2016
|  |  | 2017 | 2017
16 | Utility Project Costs | Total direct cost to the utility caused by implementing the program(s)
17 | Direct Participant Costs ($/Part.) | Direct costs that the participant would have to participate in the program
18 | Participant Non-Energy Costs (Annual $/Part.) Yr. 1 | Annual participant non-energy costs if applicable caused by implementing the measure (Not Applicable) | 0 | 0
| Yr. 2 |  | 0 | 0
| Yr. 3 |  | 0 | 0
| Escalation Rate Yr. 1 |  | 0% | 0%
| Escalation Rate Yr. 2 |  | 0% | 0%
| Escalation Rate Yr. 3 |  | 0% | 0%
19 | Participant Non-Energy Savings (Annual $/Part) Yr. 1 | Participant non energy savings if applicable caused by implementing the measure (Not Applicable) | 0 | 0
| Yr. 2 |  | 0 | 0
| Yr. 3 |  | 0 | 0
| Escalation Rate Yr. 1 |  | 0% | 0%
| Escalation Rate Yr. 2 |  | 0% | 0%
| Escalation Rate Yr. 3 |  | 1.4% | 1.4%
20 | Project Life (Years) | Based on the estimated useful life of the energy saving equipment (20 years maximum)
21 | Avg. Dk/Part. Saved | Avg energy reduction (Dk) caused by the program(s)
22 | Avg Non-Gas Fuel Units/Part. Saved Yr. 1 | Average non-gas fuel units saved or added due to implementing the measure (for analysis purposes, used Kwh)
| Yr. 2 |  | 0 | 0
| Yr. 3 |  | 0 | 0
22a | Avg Additional Non-Gas Fuel Units/ Part. Used Yr. 1 |  | 0 | 0
| Yr. 2 |  | 0 | 0
| Yr. 3 |  | 0 | 0
23 | Number of Participants | Total number of expected participants is the program(s)
24 | Total Annual Dk Saved | Total Dk saved from the program in the year implemented
25 | Incentive/Participant | Incentive provided to the participant
26 | Distribution Delivery Charge | Weighted Average of Montana-Dakota's Distribution Delivery Charge | 1.891 | 0.98
27 | Effective Fed & State Income Tax Rate | Montana-Dakota's effective tax rate | 35% | 35%

## Total Program
NATURAL GAS CONSERVATION PROGRAMS/DEMAND-SIDE MANAGEMENT | [6 empty] | Table 1 | [17 empty] | Table 2 | [8 empty] | Table 3 | [12 empty] | Table 4 | [10 empty] | Table 5
BEN/COST ANALYSIS FOR GAS CONSERVATION | [6 empty] | Ratepayer Impact Measure Test | [17 empty] | Utility Cost Test | [8 empty] | Societal Test | [12 empty] | Participant Test | [10 empty] | Total Resource Cost Test
Company: | Montana-Dakota Utilities Co. | [5 empty] | Company: |  | Montana-Dakota Utilities Co. | [15 empty] | Company: |  | Montana-Dakota Utilities Co. | [6 empty] | Company: |  | Montana-Dakota Utilities Co. | [11 empty] | Company: | Montana-Dakota Utilities Co. | [9 empty] | Company: | Montana-Dakota Utilities Co.
Project: | Total South Dakota Program | [5 empty] | Project: |  | Total South Dakota Program | [15 empty] | Project: |  | Total South Dakota Program | [6 empty] | Project: |  | Total South Dakota Program | [11 empty] | Project: | Total South Dakota Program | [9 empty] | Project: | Total South Dakota Program
Program Years: | 2016 Actual
[10 empty] | Benefits | [9 empty] | Costs | [6 empty] | Benefits |  |  | Costs | [5 empty] | Benefits | [6 empty] | Costs | [5 empty] | Benefits | [6 empty] | Costs |  |  |  | Benefits |  |  |  | Costs
Input Data |  |  |  | 2016 | [19 empty] | Annual | [8 empty] | Annual |  |  |  |  | Non-Gas | [7 empty] | Annual | [10 empty] | Annual | [9 empty] | Annual
[9 empty] | Total | Gas | Gas | Variable | Variable | Total | Peak Dk | Dmd | Total |  | Distribution |  | Program |  | Total | Benefits |  |  | Total | Total | Annual | Program |  | Utility | Benefits |  |  | Total | Total | Energy | Non-Gas | Environmental | Environmental | Annual | Utility | Participants' | Annual | Benefits |  |  |  | Total |  | Gas | Non-Gas | Non-Gas | Total | Direct | Benefits |  |  | Total | Total | Non-Gas | Total | Utility | Participants' |  | Benefits
1) Retail Rate ($/Dk) = |  |  | 16) Utility Project Costs | [5 empty] | Energy | Commodity | Commodity | O & M | O & M | Energy | Demand | Savings | Demand | Total | Delivery | Lost | Admin | Incentive | Program | Less |  |  | Energy | Demand | Total | Admin | Incentive | Program | Less |  |  | Energy | Demand | Savings | Energy | Damage | Damage | Total | Program | Costs Net | Total | Less |  |  | Incentives | Energy | Retail | Bill | Fuel | Energy | Annual | Participant | Less |  |  | Energy | Demand | Energy | Annual | Program | Costs Net | Total | Less
Escalation Rate = |  |  | 16a) Administrative & Operating Costs | 6629 |  | t |  |  | Reduction | Cost/Dk | Savings | Cost/Dk | Savings | Savings | Reduction | '/ Unit | Savings | Savings | Charge | Margin | Costs | Costs | Costs | Costs |  |  | Savings | Savings | Savings | Costs | Costs | Costs | Costs |  |  | Savings | Savings | ($/Part.) | Savings | Savings/Dk | Savings | Savings | Costs | of Rebate | Costs | Costs |  |  | Received | Reduction | Rate | Savings | Retail Rate | Savings | Benefits | Costs | Costs |  |  | Savings | Savings | Savings | Benefits | Costs | of Rebate | Costs | Costs
|  |  | 16b) Incentive Costs = | 130520 |  |  |  | Year | (A) | (B) | (C) | (D) | (E) | (F) | (G) | (H) | (I) | (J) | (K) | (L) | (M) | (N) | (O) | (P) |  | Year | (A) | (B) | (C) | (D) | (E) | (F) | (G) |  | Year | (A) | (B) | (C) | (D) | (E) | (F) | (G) | (H) | (I) | (J) | (K) |  | Year | (A) | (B) | (C) | (D) | (E) | (F) | (G) | (H) | (I) |  | Year | (A) | (B) | (C) | (D) | (E) | (F) | (G) | (H)
2) Non-Gas Fuel Retail Rate ($/Fuel Unit) = |  |  | 16c) Total Utility Project Costs = | 137149
Escalation Rate = | [5 empty] | 2 |  | 2016 | 5135 |  | 15282 |  | 0 | 15282 | 51 |  | 7298 | 22580 |  | 6648 | 6629 | 130520 | 143797 | -121217 |  | 2016 | 15282 | 7298 | 22580 | 6629 | 130520 | 137149 | -114569 |  | 2016 | 15282 | 7298 |  | 8970 |  | 1879 | 33429 | 137149 | 90812 | 227961 | -194532 |  | 2016 | 130520 | 5135 |  | 35983 |  | 48206 | 214709 | 221332 | -6623 |  | 2016 | 15282 | 7298 | 8970 | 31550 | 137149 | 90812 | 227961 | -196411
Non-Gas Fuel Units (ie. kWh,Gallons, etc) = |  |  | 17) Direct Participant Costs ($/Part.) = |  |  | 3 |  | 2017 | 5135 |  | 16371 |  | 0 | 16371 | 51 |  | 7454 | 23825 |  | 6879 | 0 | 0 | 6879 | 16946 |  | 2017 | 16371 | 7454 | 23825 | 0 | 0 | 0 | 23825 |  | 2017 | 16371 | 7454 |  | 9280 |  | 1926 | 35031 | 0 | 0 | 0 | 35031 |  | 2017 | 0 | 5135 |  | 37246 |  | 50056 | 87302 | 0 | 87302 |  | 2017 | 16371 | 7454 | 9280 | 33105 | 0 | 0 | 0 | 33105
[6 empty] | 4 |  | 2018 | 5135 |  | 16946 |  | 0 | 16946 | 51 |  | 7556 | 24502 |  | 7119 | 0 | 0 | 7119 | 17383 |  | 2018 | 16946 | 7556 | 24502 | 0 | 0 | 0 | 24502 |  | 2018 | 16946 | 7556 |  | 9588 |  | 1968 | 36058 | 0 | 0 | 0 | 36058 |  | 2018 | 0 | 5135 |  | 38549 |  | 51913 | 90462 | 0 | 90462 |  | 2018 | 16946 | 7556 | 9588 | 34090 | 0 | 0 | 0 | 34090
3) Commodity Cost ($/Dk) = |  |  | 18) Participant Non-Energy Costs (Annual $/Part.) = |  |  | 5 |  | 2019 | 5135 |  | 17536 |  | 0 | 17536 | 51 |  | 7608 | 25144 |  | 7369 | 0 | 0 | 7369 | 17775 |  | 2019 | 17536 | 7608 | 25144 | 0 | 0 | 0 | 25144 |  | 2019 | 17536 | 7608 |  | 9898 |  | 2014 | 37056 | 0 | 0 | 0 | 37056 |  | 2019 | 0 | 5135 |  | 39898 |  | 53762 | 93660 | 0 | 93660 |  | 2019 | 17536 | 7608 | 9898 | 35042 | 0 | 0 | 0 | 35042
Escalation Rate = |  |  | Escalation Rate = |  |  | 6 |  | 2020 | 5135 |  | 18153 |  | 0 | 18153 | 51 |  | 7710 | 25863 |  | 7628 | 0 | 0 | 7628 | 18235 |  | 2020 | 18153 | 7710 | 25863 | 0 | 0 | 0 | 25863 |  | 2020 | 18153 | 7710 |  | 10516 |  | 2059 | 38438 | 0 | 0 | 0 | 38438 |  | 2020 | 0 | 5135 |  | 41292 |  | 55617 | 96909 | 0 | 96909 |  | 2020 | 18153 | 7710 | 10516 | 36379 | 0 | 0 | 0 | 36379 | t
[6 empty] | 7 |  | 2021 | 5135 |  | 18784 |  | 0 | 18784 | 51 |  | 7762 | 26546 |  | 7893 | 0 | 0 | 7893 | 18653 |  | 2021 | 18784 | 7762 | 26546 | 0 | 0 | 0 | 26546 |  | 2021 | 18784 | 7762 |  | 10825 |  | 2105 | 39476 | 0 | 0 | 0 | 39476 |  | 2021 | 0 | 5135 |  | 42738 |  | 57474 | 100212 | 0 | 100212 |  | 2021 | 18784 | 7762 | 10825 | 37371 | 0 | 0 | 0 | 37371
4) Demand Cost ($/Unit/Yr) = |  |  | 19) Participant Non-Energy Savings (Annual $/Part) = |  |  | 8 |  | 2022 | 5135 |  | 19441 |  | 0 | 19441 | 51 |  | 7865 | 27306 |  | 8170 | 0 | 0 | 8170 | 19136 |  | 2022 | 19441 | 7865 | 27306 | 0 | 0 | 0 | 27306 |  | 2022 | 19441 | 7865 |  | 11136 |  | 2157 | 40599 | 0 | 0 | 0 | 40599 |  | 2022 | 0 | 5135 |  | 44235 |  | 59330 | 103565 | 0 | 103565 |  | 2022 | 19441 | 7865 | 11136 | 38442 | 0 | 0 | 0 | 38442
Escalation Rate = |  |  | Escalation Rate = |  |  | 9 |  | 2023 | 5135 |  | 20124 |  | 0 | 20124 | 51 |  | 7916 | 28040 |  | 8454 | 0 | 0 | 8454 | 19586 |  | 2023 | 20124 | 7916 | 28040 | 0 | 0 | 0 | 28040 |  | 2023 | 20124 | 7916 |  | 11444 |  | 2204 | 41688 | 0 | 0 | 0 | 41688 |  | 2023 | 0 | 5135 |  | 45783 |  | 61495 | 107278 | 0 | 107278 |  | 2023 | 20124 | 7916 | 11444 | 39484 | 0 | 0 | 0 | 39484 | 2
[6 empty] | 10 |  | 2024 | 5135 |  | 20827 |  | 0 | 20827 | 51 |  | 8018 | 28845 |  | 8751 | 0 | 0 | 8751 | 20094 |  | 2024 | 20827 | 8018 | 28845 | 0 | 0 | 0 | 28845 |  | 2024 | 20827 | 8018 |  | 11755 |  | 2254 | 42854 | 0 | 0 | 0 | 42854 |  | 2024 | 0 | 5135 |  | 47383 |  | 63653 | 111036 | 0 | 111036 |  | 2024 | 20827 | 8018 | 11755 | 40600 | 0 | 0 | 0 | 40600 | 3
5) Peak Reduction Factor = |  |  | 20) Project Life (Years) = |  |  | 11 |  | 2025 | 5135 |  | 21556 |  | 0 | 21556 | 51 |  | 8070 | 29626 |  | 9058 | 0 | 0 | 9058 | 20568 |  | 2025 | 21556 | 8070 | 29626 | 0 | 0 | 0 | 29626 |  | 2025 | 21556 | 8070 |  | 12373 |  | 2306 | 44305 | 0 | 0 | 0 | 44305 |  | 2025 | 0 | 5135 |  | 49043 |  | 65819 | 114862 | 0 | 114862 |  | 2025 | 21556 | 8070 | 12373 | 41999 | 0 | 0 | 0 | 41999 | 4
[6 empty] | 12 |  | 2026 | 4567 |  | 19844 |  | 0 | 19844 | 46 |  | 7267 | 27111 |  | 8318 | 0 | 0 | 8318 | 18793 |  | 2026 | 19844 | 7267 | 27111 | 0 | 0 | 0 | 27111 |  | 2026 | 19844 | 7267 |  | 12665 |  | 2101 | 41877 | 0 | 0 | 0 | 41877 |  | 2026 | 0 | 4567 |  | 45117 |  | 68195 | 113312 | 0 | 113312 |  | 2026 | 19844 | 7267 | 12665 | 39776 | 0 | 0 | 0 | 39776 | 5
6) Variable O&M ($/Dk) = |  |  | 21) Avg. Dk/Part. Saved = |  |  | 13 |  | 2027 | 4567 |  | 20538 |  | 0 | 20538 | 46 |  | 7312 | 27850 |  | 8609 | 0 | 0 | 8609 | 19241 |  | 2027 | 20538 | 7312 | 27850 | 0 | 0 | 0 | 27850 |  | 2027 | 20538 | 7312 |  | 13283 |  | 2146 | 43279 | 0 | 0 | 0 | 43279 |  | 2027 | 0 | 4567 |  | 46694 |  | 70364 | 117058 | 0 | 117058 |  | 2027 | 20538 | 7312 | 13283 | 41133 | 0 | 0 | 0 | 41133
Escalation Rate = | [5 empty] | 14 |  | 2028 | 4567 |  | 21254 |  | 0 | 21254 | 46 |  | 7403 | 28657 |  | 8912 | 0 | 0 | 8912 | 19745 |  | 2028 | 21254 | 7403 | 28657 | 0 | 0 | 0 | 28657 |  | 2028 | 21254 | 7403 |  | 13591 |  | 2197 | 44445 | 0 | 0 | 0 | 44445 |  | 2028 | 0 | 4567 |  | 48329 |  | 72828 | 121157 | 0 | 121157 |  | 2028 | 21254 | 7403 | 13591 | 42248 | 0 | 0 | 0 | 42248
|  |  | 22) Avg Non-Gas Fuel Units/Part. Saved = |  |  | 15 |  | 2029 | 4567 |  | 21998 |  | 0 | 21998 | 46 |  | 7495 | 29493 |  | 9224 | 0 | 0 | 9224 | 20269 |  | 2029 | 21998 | 7495 | 29493 | 0 | 0 | 0 | 29493 |  | 2029 | 21998 | 7495 |  | 14210 |  | 2247 | 45950 | 0 | 0 | 0 | 45950 |  | 2029 | 0 | 4567 |  | 50023 |  | 75603 | 125626 | 0 | 125626 |  | 2029 | 21998 | 7495 | 14210 | 43703 | 0 | 0 | 0 | 43703
7) Non-Gas Fuel Cost ($/Fuel Unit) = |  |  | 22a) Avg Additional Non-Gas Fuel Units/ Part. Used = |  |  | 16 |  | 2030 | 4567 |  | 22772 |  | 0 | 22772 | 46 |  | 7541 | 30313 |  | 9546 | 0 | 0 | 9546 | 20767 |  | 2030 | 22772 | 7541 | 30313 | 0 | 0 | 0 | 30313 |  | 2030 | 22772 | 7541 |  | 14519 |  | 2302 | 47134 | 0 | 0 | 0 | 47134 |  | 2030 | 0 | 4567 |  | 51772 |  | 78074 | 129846 | 0 | 129846 |  | 2030 | 22772 | 7541 | 14519 | 44832 | 0 | 0 | 0 | 44832
Escalation Rate = | [5 empty] | 17 |  | 2031 | 4567 |  | 23566 |  | 0 | 23566 | 46 |  | 7632 | 31198 |  | 9882 | 0 | 0 | 9882 | 21316 |  | 2031 | 23566 | 7632 | 31198 | 0 | 0 | 0 | 31198 |  | 2031 | 23566 | 7632 |  | 15137 |  | 2351 | 48686 | 0 | 0 | 0 | 48686 |  | 2031 | 0 | 4567 |  | 53583 |  | 80854 | 134437 | 0 | 134437 |  | 2031 | 23566 | 7632 | 15137 | 46335 | 0 | 0 | 0 | 46335
|  |  | 23) Number of Participants = | 618 |  | 18 |  | 2032 | 4567 |  | 24392 |  | 0 | 24392 | 46 |  | 7724 | 32116 |  | 10229 | 0 | 0 | 10229 | 21887 |  | 2032 | 24392 | 7724 | 32116 | 0 | 0 | 0 | 32116 |  | 2032 | 24392 | 7724 |  | 15754 |  | 2407 | 50277 | 0 | 0 | 0 | 50277 |  | 2032 | 0 | 4567 |  | 55459 |  | 83627 | 139086 | 0 | 139086 |  | 2032 | 24392 | 7724 | 15754 | 47870 | 0 | 0 | 0 | 47870 | 6
8) Non-Gas Fuel Loss Factor | [5 empty] | 19 |  | 2033 | 4567 |  | 25248 |  | 0 | 25248 | 46 |  | 7769 | 33017 |  | 10583 | 0 | 0 | 10583 | 22434 |  | 2033 | 25248 | 7769 | 33017 | 0 | 0 | 0 | 33017 |  | 2033 | 25248 | 7769 |  | 16063 |  | 2461 | 51541 | 0 | 0 | 0 | 51541 |  | 2033 | 0 | 4567 |  | 57404 |  | 86715 | 144119 | 0 | 144119 |  | 2033 | 25248 | 7769 | 16063 | 49080 | 0 | 0 | 0 | 49080 | 7
|  |  | 24) Total Annual Dk Saved = | 5135 |  | 20 |  | 2034 | 4567 |  | 26128 |  | 0 | 26128 | 46 |  | 7860 | 33988 |  | 10956 | 0 | 0 | 10956 | 23032 |  | 2034 | 26128 | 7860 | 33988 | 0 | 0 | 0 | 33988 |  | 2034 | 26128 | 7860 |  | 16681 |  | 2520 | 53189 | 0 | 0 | 0 | 53189 |  | 2034 | 0 | 4567 |  | 59410 |  | 89799 | 149209 | 0 | 149209 |  | 2034 | 26128 | 7860 | 16681 | 50669 | 0 | 0 | 0 | 50669 | 8
9) Gas Environmental Damage Factor = | [5 empty] | 21 |  | 2035 | 4567 |  | 27045 |  | 0 | 27045 | 46 |  | 7952 | 34997 |  | 11337 | 0 | 0 | 11337 | 23660 |  | 2035 | 27045 | 7952 | 34997 | 0 | 0 | 0 | 34997 |  | 2035 | 27045 | 7952 |  | 17299 |  | 2575 | 54871 | 0 | 0 | 0 | 54871 |  | 2035 | 0 | 4567 |  | 61490 |  | 92888 | 154378 | 0 | 154378 |  | 2035 | 27045 | 7952 | 17299 | 52296 | 0 | 0 | 0 | 52296
Escalation Rate = |  |  | 25) Incentive/Participant = |  |  | 22 |  | 2036 | 0 |  | 0 |  | 0 | 0 | 0 |  | 0 | 0 |  | 0 | 0 | 0 | 0 | 0 |  | 2036 | 0 | 0 | 0 | 0 | 0 | 0 | 0 |  | 2036 | 0 | 0 |  | 0 |  | 0 | 0 | 0 | 0 | 0 | 0 |  | 2036 | 0 | 0 |  | 0 |  | 0 | 0 | 0 | 0 |  | 2036 | 0 | 0 | 0 | 0 | 0 | 0 | 0 | 0
[6 empty] | 23 |  | 2037 | 0 |  | 0 |  | 0 | 0 | 0 |  | 0 | 0 |  | 0 | 0 | 0 | 0 | 0 |  | 2037 | 0 | 0 | 0 | 0 | 0 | 0 | 0 |  | 2037 | 0 | 0 |  | 0 |  | 0 | 0 | 0 | 0 | 0 | 0 |  | 2037 | 0 | 0 |  | 0 |  | 0 | 0 | 0 | 0 |  | 2037 | 0 | 0 | 0 | 0 | 0 | 0 | 0 | 0 | 9
10) Non Gas Fuel Environmental Damage Factor = |  |  | 26) Distribution Delivery Charge
Escalation Rate = | [6 empty] | Total = | (A): 97020; (J): 571017; (O): 312714; (P): 258303 | Total = |  |  |  | 571017 |  |  | 137149 | 433868 | Total = | [7 empty] | 870183 |  |  | 227961 | 642222 | Total = |  |  | 97020 |  |  |  |  | 2448223 | 221332 | 2226891 |  |  |  |  | Total = | 826004 |  |  | 227961 | 598043 | 10
|  |  | 27) Effective Income Tax Rate = |  |  |  |  | (H): NPV =; (J): 305197; (O): 229693; (P): 75504 |  |  |  | NPV = | 305197 |  |  | 137149 | 168048 | [7 empty] | NPV = | 619844 |  |  | 227961 | 391883 | [7 empty] | NPV = | 1118586 | 221332 | 897254 |  |  |  |  | NPV = | 436849 |  |  | 227961 | 208888
11) Participant Discount Rate = |  | 10% | (Federal & State Taxes)
[7 empty] | Total NPV = | (B): 75504 | Total NPV = |  |  | 168048 | [5 empty] | Total NPV = |  |  | 391883 | [9 empty] | Total NPV = |  |  | 897254 | [7 empty] | Total NPV = |  |  | 208888 | [6 empty] | 11
12) Utility Discount Rate = |  | 7.216% | Test Results | NPV | B/C |  | Benefit/Cost Ratio = | (B): 1.33 | Benefit/Cost Ratio = |  |  | 2.23 | [5 empty] | Benefit/Cost Ratio = |  |  | 2.72 | [9 empty] | Benefit/Cost Ratio = |  |  | 5.0539 | [7 empty] | Benefit/Cost Ratio = |  |  | 1.92 | [6 empty] | 12
|  |  | Ratepayer Impact Measure Test | 75504 | 1.33 | [62 empty] | 13
13) Societal Discount Rate = |  | 3.56% | Utility Cost Test | 168048 | 2.23 | [41 empty] | Worksheet Calculations | [10 empty] | Worksheet Calculations | [9 empty] | 14
|  |  | Societal Test | 391883 | 2.72 | Worksheet Calculations | [18 empty] | Worksheet Calculations | [8 empty] | Worksheet Calculations | [12 empty] | (A) | = Table 1 (N) | [9 empty] | (A) | = Table 1 (F) | bar: Year to (L)
14) General Input Data Year = |  | 2014 | Participant Test | 897254 | 5.0539 | (A) | = Average Dk/Participant Saved (21) x Number of Participants (23) for Project Life (20) | (H): (I); (I): = (G) x (H) | (A) | = Table 1 (F) | [7 empty] | (A) | = Table 1 (F) | [5 empty] | (H) | = Table 2 (F) |  |  |  |  | (B) | = Table 1 (A) | [9 empty] | (B) | = Table 1 (I)
|  |  | Total Resource Cost Test | 208888 | 1.92 | (B) | = Commodity Cost (3) escalated | (H): (J); (I): = (F) + (I) | (B) | = Table 1 (I) | [7 empty] | (G) | = Table 1 (I) | [5 empty] | (I) | = Direct Part. Costs (17) x No. of Part. (23) - Table 1 (N) |  |  |  |  | (C) | = Retail Rate (1) escalated. | [9 empty] | (C) | = Table 3 (D)
15) Project Analysis Year 1 = |  | 2016 |  |  |  | (C) | = (A) x (B) | (H): (K); (I): = Distribution Delivery Charge (26) escalated. | (C) | = Table 1 (J) | [7 empty] | (C) | = Non-Gas Fuel Cost (7), adjusted for losses (8), escalated.. | [5 empty] | (J) | = (H) + (I) |  |  |  |  | (D) | =(B) x (C) | [9 empty] | (D) | = (A) + (B) + (C)
[6 empty] | (D) | = Variable O&M Cost (6), escalated | (H): (L); (I): = (A) x (K) x (1-Inverse of Tax Rate (27) | (D) | = Table 1 (M) | [7 empty] | (D) | = (C) x [Avg. Non-Gas Fuel Units/Part.Saved (22) x No. of Part. (23) | [5 empty] | (K) | = (G) - (J) |  |  |  |  | (E) | = Non-Gas Fuel Retail Rate (2), escalated. | [9 empty] | (E) | = Table 3 (H)
[6 empty] | (E) | = (A) x (D) | (H): (M); (I): = Admin & Operating Costs (16a) | (E) | = Table 1 (N) | [7 empty] | (E) | = Gas Environmental Damage Factor (9), escalated | [11 empty] | (F) | = (E) x [Avg. Non-Gas Fuel Units/Part.Saved (22) x No. of Part. (23) | [9 empty] | (F) | = Table 3 (I) | [8 empty] | 15
[6 empty] | (F) | = (C) + (E) | (H): (N); (I): = Incentive Costs (16b) | (F) | = (D) + (E) | [7 empty] | (F) | = Table 1 (A) x (E) | [11 empty] | (G) | = (A) + (D) + (F) | [9 empty] | (G) | = (E) + (F) | [8 empty] | 16
[6 empty] | (G) | = (A) x Peak Reduction Factor (5) | (H): (O); (I): = (L) + (M) + (N) | (G) | = (C) - (F) | [7 empty] | (G) | = (A) + (B) + (D) + (F) | [11 empty] | (H) | = Direct Participant Costs (17) x Number of Participants (23) | [9 empty] | (H) | = (D) - (G) | [8 empty] | 17
[6 empty] | (H) | = Demand Cost (4) escalated. | (H): (P); (I): = (J) - (O) | [22 empty] | (I) | = (G) - (H)

## Res .95+% Res Furnace - NEW
NATURAL GAS CONSERVATION PROGRAMS/DEMAND-SIDE MANAGEMENT | [6 empty] | Table 1 | [17 empty] | Table 2 | [8 empty] | Table 3 | [12 empty] | Table 4 | [10 empty] | Table 5
BEN/COST ANALYSIS FOR GAS CONSERVATION | [6 empty] | Ratepayer Impact Measure Test | [17 empty] | Utility Cost Test | [8 empty] | Societal Test | [12 empty] | Participant Test | [10 empty] | Total Resource Cost Test
Company: | Montana-Dakota Utilities Co. | [5 empty] | Company: |  | Montana-Dakota Utilities Co. | [15 empty] | Company: |  | Montana-Dakota Utilities Co. | [6 empty] | Company: |  | Montana-Dakota Utilities Co. | [11 empty] | Company: | Montana-Dakota Utilities Co. | [9 empty] | Company: | Montana-Dakota Utilities Co.
Project: | Residential 95+% AFUE Furnace - New | [5 empty] | Project: |  | Residential 95+% AFUE Furnace - New | [15 empty] | Project: |  | Residential 95+% AFUE Furnace - New | [6 empty] | Project: |  | Residential 95+% AFUE Furnace - New | [11 empty] | Project: | Residential 95+% AFUE Furnace - New | [9 empty] | Project: | Residential 95+% AFUE Furnace - New
Program Years: | 2016 Actual
[10 empty] | Benefits | [9 empty] | Costs | [6 empty] | Benefits |  |  | Costs | [5 empty] | Benefits | [6 empty] | Costs | [5 empty] | Benefits | [6 empty] | Costs |  |  |  | Benefits |  |  |  | Costs
Input Data |  |  |  | 2016 | [19 empty] | Annual | [8 empty] | Annual |  |  |  |  | Non-Gas | [7 empty] | Annual | [10 empty] | Annual | [9 empty] | Annual
[9 empty] | Total | Gas | Gas | Variable | Variable | Total | Peak Dk | Demand | Total |  | Distribution |  | Program |  | Total | Benefits |  |  | Total | Total | Annual | Program |  | Utility | Benefits |  |  | Total | Total | Energy | Non-Gas | Environmental | Environmental | Annual | Utility | Participants' | Annual | Benefits |  |  |  | Total |  | Gas | Non-Gas | Non-Gas | Total | Direct | Benefits |  |  | Total | Total | Non-Gas | Total | Utility | Participants' |  | Benefits
1) Retail Rate ($/Dk) = |  | 6.574 | 16) Utility Project Costs | [5 empty] | Energy | Commodity | Commodity | O & M | O & M | Energy | Demand | Savings | Demand | Total | Delivery | Lost | Admin | Incentive | Program | Less |  |  | Energy | Demand | Total | Admin | Incentive | Program | Less |  |  | Energy | Demand | Savings | Energy | Damage | Damage | Total | Program | Costs Net | Total | Less |  |  | Incentives | Energy | Retail | Bill | Fuel | Energy | Annual | Participant | Less |  |  | Energy | Demand | Energy | Annual | Program | Costs Net | Total | Less
Escalation Rate = |  | 3.5% | 16a) Administrative & Operating Costs = | 2804 |  | t |  |  | Reduction | Cost/Dk | Savings | Cost/Dk | Savings | Savings | Reduction | Per Unit | Savings | Savings | Charge | Margin | Costs | Costs | Costs | Costs |  |  | Savings | Savings | Savings | Costs | Costs | Costs | Costs |  |  | Savings | Savings | ($/Part.) | Savings | Savings/Dk | Savings | Savings | Costs | of Rebate | Costs | Costs |  |  | Received | Reduction | Rate | Savings | Retail Rate | Savings | Benefits | Costs | Costs |  |  | Savings | Savings | Savings | Benefits | Costs | of Rebate | Costs | Costs
|  |  | 16b) Incentive Costs = | 55200 |  |  |  | Year | (A) | (B) | (C) | (D) | (E) | (F) | (G) | (H) | (I) | (J) | (K) | (L) | (M) | (N) | (O) | (P) |  | Year | (A) | (B) | (C) | (D) | (E) | (F) | (G) |  | Year | (A) | (B) | (C) | (D) | (E) | (F) | (G) | (H) | (I) | (J) | (K) |  | Year | (A) | (B) | (C) | (D) | (E) | (F) | (G) | (H) | (I) |  | Year | (A) | (B) | (C) | (D) | (E) | (F) | (G) | (H)
2) Non-Gas Fuel Retail Rate ($/Fuel Unit) = |  | 0.14609 | 16c) Total Utility Project Costs = | 58004
Escalation Rate = |  | 3.5% |  |  |  | 2 |  | 2016 | 1435 | 2.976 | 4271 | 0 | 0 | 4271 | 14.4 | 142 | 2045 | 6316 | 2.026 | 1890 | 2804 | 55200 | 59894 | -53578 |  | 2016 | 4271 | 2045 | 6316 | 2804 | 55200 | 58004 | -51688 |  | 2016 | 4271 | 2045 | 0.029 | 3906 | 0.366 | 525 | 10747 | 58004 | 368 | 58372 | -47625 |  | 2016 | 55200 | 1435 | 7.042 | 10105 | 0.156 | 21011 | 86316 | 55568 | 30748 |  | 2016 | 4271 | 2045 | 3906 | 10222 | 58004 | 368 | 58372 | -48150
Non-Gas Fuel Units (ie. kWh,Gallons, etc) = |  | Kwh | 17) Direct Participant Costs ($/Part.) = | 302 |  | 3 |  | 2017 | 1435 | 3.188 | 4575 | 0 | 0 | 4575 | 14.4 | 145 | 2088 | 6663 | 2.097 | 1956 | 0 | 0 | 1956 | 4707 |  | 2017 | 4575 | 2088 | 6663 | 0 | 0 | 0 | 6663 |  | 2017 | 4575 | 2088 | 0.03 | 4041 | 0.375 | 538 | 11242 | 0 | 0 | 0 | 11242 |  | 2017 | 0 | 1435 | 7.289 | 10460 | 0.162 | 21819 | 32279 | 0 | 32279 |  | 2017 | 4575 | 2088 | 4041 | 10704 | 0 | 0 | 0 | 10704
[6 empty] | 4 |  | 2018 | 1435 | 3.3 | 4736 | 0 | 0 | 4736 | 14.4 | 147 | 2117 | 6853 | 2.17 | 2024 | 0 | 0 | 2024 | 4829 |  | 2018 | 4736 | 2117 | 6853 | 0 | 0 | 0 | 6853 |  | 2018 | 4736 | 2117 | 0.031 | 4175 | 0.383 | 550 | 11578 | 0 | 0 | 0 | 11578 |  | 2018 | 0 | 1435 | 7.544 | 10826 | 0.168 | 22628 | 33454 | 0 | 33454 |  | 2018 | 4736 | 2117 | 4175 | 11028 | 0 | 0 | 0 | 11028
3) Commodity Cost ($/Dk) = |  | 2.976 | 18) Participant Non-Energy Costs (Annual $/Part.) = | 0 |  | 5 |  | 2019 | 1435 | 3.415 | 4901 | 0 | 0 | 4901 | 14.4 | 148 | 2131 | 7032 | 2.246 | 2095 | 0 | 0 | 2095 | 4937 |  | 2019 | 4901 | 2131 | 7032 | 0 | 0 | 0 | 7032 |  | 2019 | 4901 | 2131 | 0.032 | 4310 | 0.392 | 563 | 11905 | 0 | 0 | 0 | 11905 |  | 2019 | 0 | 1435 | 7.808 | 11204 | 0.174 | 23436 | 34640 | 0 | 34640 |  | 2019 | 4901 | 2131 | 4310 | 11342 | 0 | 0 | 0 | 11342
Escalation Rate = |  | 3.5% | Escalation Rate = | 0% |  | 6 |  | 2020 | 1435 | 3.535 | 5073 | 0 | 0 | 5073 | 14.4 | 150 | 2160 | 7233 | 2.325 | 2169 | 0 | 0 | 2169 | 5064 |  | 2020 | 5073 | 2160 | 7233 | 0 | 0 | 0 | 7233 |  | 2020 | 5073 | 2160 | 0.034 | 4579 | 0.401 | 575 | 12387 | 0 | 0 | 0 | 12387 |  | 2020 | 0 | 1435 | 8.081 | 11596 | 0.18 | 24244 | 35840 | 0 | 35840 |  | 2020 | 5073 | 2160 | 4579 | 11812 | 0 | 0 | 0 | 11812 | t
[6 empty] | 7 |  | 2021 | 1435 | 3.658 | 5249 | 0 | 0 | 5249 | 14.4 | 151 | 2174 | 7423 | 2.406 | 2244 | 0 | 0 | 2244 | 5179 |  | 2021 | 5249 | 2174 | 7423 | 0 | 0 | 0 | 7423 |  | 2021 | 5249 | 2174 | 0.035 | 4714 | 0.41 | 588 | 12725 | 0 | 0 | 0 | 12725 |  | 2021 | 0 | 1435 | 8.364 | 12002 | 0.186 | 25052 | 37054 | 0 | 37054 |  | 2021 | 5249 | 2174 | 4714 | 12137 | 0 | 0 | 0 | 12137
4) Demand Cost ($/Unit/Yr) = |  | 142.34 | 19) Participant Non-Energy Savings (Annual $/Part) = | 0 |  | 8 |  | 2022 | 1435 | 3.786 | 5433 | 0 | 0 | 5433 | 14.4 | 153 | 2203 | 7636 | 2.49 | 2323 | 0 | 0 | 2323 | 5313 |  | 2022 | 5433 | 2203 | 7636 | 0 | 0 | 0 | 7636 |  | 2022 | 5433 | 2203 | 0.036 | 4849 | 0.42 | 603 | 13088 | 0 | 0 | 0 | 13088 |  | 2022 | 0 | 1435 | 8.657 | 12423 | 0.192 | 25860 | 38283 | 0 | 38283 |  | 2022 | 5433 | 2203 | 4849 | 12485 | 0 | 0 | 0 | 12485
Escalation Rate = |  | 1% | Escalation Rate = | 0% |  | 9 |  | 2023 | 1435 | 3.919 | 5624 | 0 | 0 | 5624 | 14.4 | 154 | 2218 | 7842 | 2.577 | 2404 | 0 | 0 | 2404 | 5438 |  | 2023 | 5624 | 2218 | 7842 | 0 | 0 | 0 | 7842 |  | 2023 | 5624 | 2218 | 0.037 | 4983 | 0.429 | 616 | 13441 | 0 | 0 | 0 | 13441 |  | 2023 | 0 | 1435 | 8.96 | 12858 | 0.199 | 26803 | 39661 | 0 | 39661 |  | 2023 | 5624 | 2218 | 4983 | 12825 | 0 | 0 | 0 | 12825 | 2
[6 empty] | 10 |  | 2024 | 1435 | 4.056 | 5820 | 0 | 0 | 5820 | 14.4 | 156 | 2246 | 8066 | 2.667 | 2488 | 0 | 0 | 2488 | 5578 |  | 2024 | 5820 | 2246 | 8066 | 0 | 0 | 0 | 8066 |  | 2024 | 5820 | 2246 | 0.038 | 5118 | 0.439 | 630 | 13814 | 0 | 0 | 0 | 13814 |  | 2024 | 0 | 1435 | 9.273 | 13307 | 0.206 | 27746 | 41053 | 0 | 41053 |  | 2024 | 5820 | 2246 | 5118 | 13184 | 0 | 0 | 0 | 13184 | 3
5) Peak Reduction Factor = |  | 1% | 20) Project Life (Years) = | 20 |  | 11 |  | 2025 | 1435 | 4.198 | 6024 | 0 | 0 | 6024 | 14.4 | 157 | 2261 | 8285 | 2.761 | 2575 | 0 | 0 | 2575 | 5710 |  | 2025 | 6024 | 2261 | 8285 | 0 | 0 | 0 | 8285 |  | 2025 | 6024 | 2261 | 0.04 | 5388 | 0.449 | 644 | 14317 | 0 | 0 | 0 | 14317 |  | 2025 | 0 | 1435 | 9.598 | 13773 | 0.213 | 28689 | 42462 | 0 | 42462 |  | 2025 | 6024 | 2261 | 5388 | 13673 | 0 | 0 | 0 | 13673 | 4
[6 empty] | 12 |  | 2026 | 1435 | 4.345 | 6235 | 0 | 0 | 6235 | 14.4 | 159 | 2290 | 8525 | 2.857 | 2665 | 0 | 0 | 2665 | 5860 |  | 2026 | 6235 | 2290 | 8525 | 0 | 0 | 0 | 8525 |  | 2026 | 6235 | 2290 | 0.041 | 5522 | 0.46 | 660 | 14707 | 0 | 0 | 0 | 14707 |  | 2026 | 0 | 1435 | 9.934 | 14255 | 0.221 | 29766 | 44021 | 0 | 44021 |  | 2026 | 6235 | 2290 | 5522 | 14047 | 0 | 0 | 0 | 14047 | 5
6) Variable O&M ($/Dk) = |  | 0 | 21) Avg. Dk/Part. Saved = | 7.799 |  | 13 |  | 2027 | 1435 | 4.497 | 6453 | 0 | 0 | 6453 | 14.4 | 160 | 2304 | 8757 | 2.957 | 2758 | 0 | 0 | 2758 | 5999 |  | 2027 | 6453 | 2304 | 8757 | 0 | 0 | 0 | 8757 |  | 2027 | 6453 | 2304 | 0.043 | 5792 | 0.47 | 674 | 15223 | 0 | 0 | 0 | 15223 |  | 2027 | 0 | 1435 | 10.281 | 14753 | 0.228 | 30709 | 45462 | 0 | 45462 |  | 2027 | 6453 | 2304 | 5792 | 14549 | 0 | 0 | 0 | 14549
Escalation Rate = |  | 0% |  |  |  | 14 |  | 2028 | 1435 | 4.654 | 6678 | 0 | 0 | 6678 | 14.4 | 162 | 2333 | 9011 | 3.061 | 2855 | 0 | 0 | 2855 | 6156 |  | 2028 | 6678 | 2333 | 9011 | 0 | 0 | 0 | 9011 |  | 2028 | 6678 | 2333 | 0.044 | 5926 | 0.481 | 690 | 15627 | 0 | 0 | 0 | 15627 |  | 2028 | 0 | 1435 | 10.641 | 15270 | 0.236 | 31786 | 47056 | 0 | 47056 |  | 2028 | 6678 | 2333 | 5926 | 14937 | 0 | 0 | 0 | 14937
|  |  | 22) Avg Non-Gas Fuel Units/Part. Saved = | 732 |  | 15 |  | 2029 | 1435 | 4.817 | 6912 | 0 | 0 | 6912 | 14.4 | 164 | 2362 | 9274 | 3.168 | 2955 | 0 | 0 | 2955 | 6319 |  | 2029 | 6912 | 2362 | 9274 | 0 | 0 | 0 | 9274 |  | 2029 | 6912 | 2362 | 0.046 | 6196 | 0.492 | 706 | 16176 | 0 | 0 | 0 | 16176 |  | 2029 | 0 | 1435 | 11.014 | 15805 | 0.245 | 32999 | 48804 | 0 | 48804 |  | 2029 | 6912 | 2362 | 6196 | 15470 | 0 | 0 | 0 | 15470
7) Non-Gas Fuel Cost ($/Fuel Unit) = |  | 0.02589 | 22a) Avg Additional Non-Gas Fuel Units/ Part. Used = | 0 |  | 16 |  | 2030 | 1435 | 4.986 | 7155 | 0 | 0 | 7155 | 14.4 | 165 | 2376 | 9531 | 3.279 | 3058 | 0 | 0 | 3058 | 6473 |  | 2030 | 7155 | 2376 | 9531 | 0 | 0 | 0 | 9531 |  | 2030 | 7155 | 2376 | 0.047 | 6330 | 0.504 | 723 | 16584 | 0 | 0 | 0 | 16584 |  | 2030 | 0 | 1435 | 11.399 | 16358 | 0.253 | 34076 | 50434 | 0 | 50434 |  | 2030 | 7155 | 2376 | 6330 | 15861 | 0 | 0 | 0 | 15861
Escalation Rate = |  | 3.5% |  |  |  | 17 |  | 2031 | 1435 | 5.16 | 7405 | 0 | 0 | 7405 | 14.4 | 167 | 2405 | 9810 | 3.394 | 3166 | 0 | 0 | 3166 | 6644 |  | 2031 | 7405 | 2405 | 9810 | 0 | 0 | 0 | 9810 |  | 2031 | 7405 | 2405 | 0.049 | 6600 | 0.515 | 739 | 17149 | 0 | 0 | 0 | 17149 |  | 2031 | 0 | 1435 | 11.798 | 16930 | 0.262 | 35288 | 52218 | 0 | 52218 |  | 2031 | 7405 | 2405 | 6600 | 16410 | 0 | 0 | 0 | 16410
|  |  | 23) Number of Participants = | 184 |  | 18 |  | 2032 | 1435 | 5.341 | 7664 | 0 | 0 | 7664 | 14.4 | 169 | 2434 | 10098 | 3.513 | 3277 | 0 | 0 | 3277 | 6821 |  | 2032 | 7664 | 2434 | 10098 | 0 | 0 | 0 | 10098 |  | 2032 | 7664 | 2434 | 0.051 | 6869 | 0.527 | 756 | 17723 | 0 | 0 | 0 | 17723 |  | 2032 | 0 | 1435 | 12.211 | 17523 | 0.271 | 36500 | 54023 | 0 | 54023 |  | 2032 | 7664 | 2434 | 6869 | 16967 | 0 | 0 | 0 | 16967 | 6
8) Non-Gas Fuel Loss Factor |  | 5.1% |  |  |  | 19 |  | 2033 | 1435 | 5.528 | 7933 | 0 | 0 | 7933 | 14.4 | 170 | 2448 | 10381 | 3.635 | 3391 | 0 | 0 | 3391 | 6990 |  | 2033 | 7933 | 2448 | 10381 | 0 | 0 | 0 | 10381 |  | 2033 | 7933 | 2448 | 0.052 | 7004 | 0.539 | 773 | 18158 | 0 | 0 | 0 | 18158 |  | 2033 | 0 | 1435 | 12.639 | 18137 | 0.281 | 37847 | 55984 | 0 | 55984 |  | 2033 | 7933 | 2448 | 7004 | 17385 | 0 | 0 | 0 | 17385 | 7
|  |  | 24) Total Annual Dk Saved = | 1435 |  | 20 |  | 2034 | 1435 | 5.721 | 8210 | 0 | 0 | 8210 | 14.4 | 172 | 2477 | 10687 | 3.763 | 3510 | 0 | 0 | 3510 | 7177 |  | 2034 | 8210 | 2477 | 10687 | 0 | 0 | 0 | 10687 |  | 2034 | 8210 | 2477 | 0.054 | 7273 | 0.552 | 792 | 18752 | 0 | 0 | 0 | 18752 |  | 2034 | 0 | 1435 | 13.081 | 18771 | 0.291 | 39194 | 57965 | 0 | 57965 |  | 2034 | 8210 | 2477 | 7273 | 17960 | 0 | 0 | 0 | 17960 | 8
9) Gas Environmental Damage Factor = |  | 0.35 |  |  |  | 21 |  | 2035 | 1435 | 5.922 | 8498 | 0 | 0 | 8498 | 14.4 | 174 | 2506 | 11004 | 3.894 | 3632 | 0 | 0 | 3632 | 7372 |  | 2035 | 8498 | 2506 | 11004 | 0 | 0 | 0 | 11004 |  | 2035 | 8498 | 2506 | 0.056 | 7543 | 0.564 | 809 | 19356 | 0 | 0 | 0 | 19356 |  | 2035 | 0 | 1435 | 13.539 | 19428 | 0.301 | 40541 | 59969 | 0 | 59969 |  | 2035 | 8498 | 2506 | 7543 | 18547 | 0 | 0 | 0 | 18547
Escalation Rate = |  | 2.3% | 25) Incentive/Participant = | 300 |  | 22 |  | 2036 | 0 | 6.129 | 0 | 0 | 0 | 0 | 0 | 175 | 0 | 0 | 4.031 | 0 | 0 | 0 | 0 | 0 |  | 2036 | 0 | 0 | 0 | 0 | 0 | 0 | 0 |  | 2036 | 0 | 0 | 0.058 | 0 | 0.577 | 0 | 0 | 0 | 0 | 0 | 0 |  | 2036 | 0 | 0 | 14.013 | 0 | 0.311 | 0 | 0 | 0 | 0 |  | 2036 | 0 | 0 | 0 | 0 | 0 | 0 | 0 | 0
9
10) Non Gas Fuel Environmental Damage Factor = |  | 0 | 26) Distribution Delivery Charge | 1.891 |  |  | Total = | (A): 28700; (J): 170427; (O): 111439; (P): 58988 | Total = |  |  |  | 170427 |  |  | 58004 | 112423 | Total = | [7 empty] | 294699 |  |  | 58372 | 236327 | Total = |  |  | 28700 |  |  |  |  | 936978 | 55568 | 881410 |  |  |  |  | Total = | 281545 |  |  | 58372 | 223173
Escalation Rate = |  | 0% | [5 empty] | (H): NPV =; (J): 89276; (O): 85597; (P): 3679 |  |  |  | NPV = | 89276 |  |  | 58004 | 31272 | [7 empty] | NPV = | 208259 |  |  | 58372 | 149887 | [7 empty] | NPV = | 426824 | 55568 | 371256 |  |  |  |  | NPV = | 146634 |  |  | 58372 | 88262 | 10
|  |  | 27) Effective Income Tax Rate = | 35%
11) Participant Discount Rate = |  | 10% | (Federal & State Taxes) |  |  |  | Total NPV = | (B): 3679 | Total NPV = |  |  | 31272 | [5 empty] | Total NPV = |  |  | 149887 | [9 empty] | Total NPV = |  |  | 371256 | [7 empty] | Total NPV = |  |  | 88262
[7 empty] | Benefit/Cost Ratio = | (B): 1.04 | Benefit/Cost Ratio = |  |  | 1.54 | [5 empty] | Benefit/Cost Ratio = |  |  | 3.57 | [9 empty] | Benefit/Cost Ratio = |  |  | 7.6811 | [7 empty] | Benefit/Cost Ratio = |  |  | 2.51 | [6 empty] | 11
12) Utility Discount Rate = |  | 7.216% | Test Results | NPV | B/C | [62 empty] | 12
|  |  | Ratepayer Impact Measure Test | 3679 | 1.04 | [62 empty] | 13
13) Societal Discount Rate = |  | 3.56% | Utility Cost Test | 31272 | 1.54 | Worksheet Calculations | [18 empty] | Worksheet Calculations | [8 empty] | Worksheet Calculations | [12 empty] | Worksheet Calculations | [10 empty] | Worksheet Calculations | [9 empty] | 14 | bar: Year to (L)
|  |  | Societal Test | 149887 | 3.57 | (A) | = Average Dk/Participant Saved (21) x Number of Participants (23) for Project Life (20) | (H): (I); (I): = (G) x (H) | (A) | = Table 1 (F) | [7 empty] | (A) | = Table 1 (F) | [5 empty] | (H) | = Table 2 (F) |  |  |  |  | (A) | = Table 1 (N) | [9 empty] | (A) | = Table 1 (F)
14) General Input Data Year = |  | 2014 | Participant Test | 371256 | 7.6811 | (B) | = Commodity Cost (3) escalated | (H): (J); (I): = (F) + (I) | (B) | = Table 1 (I) | [7 empty] | (G) | = Table 1 (I) | [5 empty] | (I) | = Direct Part. Costs (17) x No. of Part. (23) - Table 1 (N) |  |  |  |  | (B) | = Table 1 (A) | [9 empty] | (B) | = Table 1 (I)
|  |  | Total Resource Cost Test | 88262 | 2.51 | (C) | = (A) x (B) | (H): (K); (I): = Distribution Delivery Charge (26) escalated. | (C) | = Table 1 (J) | [7 empty] | (C) | = Non-Gas Fuel Cost (7), adjusted for losses (8), escalated.. | [5 empty] | (J) | = (H) + (I) |  |  |  |  | (C) | = Retail Rate (1) escalated. | [9 empty] | (C) | = Table 3 (D)
15) Project Analysis Year 1 = |  | 2016 |  |  |  | (D) | = Variable O&M Cost (6), escalated | (H): (L); (I): = (A) x (K) x (1-Inverse of Tax Rate (27) | (D) | = Table 1 (M) | [7 empty] | (D) | = (C) x [Avg. Non-Gas Fuel Units/Part.Saved (22) x No. of Part. (23) | [5 empty] | (K) | = (G) - (J) |  |  |  |  | (D) | =(B) x (C) | [9 empty] | (D) | = (A) + (B) + (C)
[6 empty] | (E) | = (A) x (D) | (H): (M); (I): = Admin & Operating Costs (16a) | (E) | = Table 1 (N) | [7 empty] | (E) | = Gas Environmental Damage Factor (9), escalated | [11 empty] | (E) | = Non-Gas Fuel Retail Rate (2), escalated. | [9 empty] | (E) | = Table 3 (H)
[6 empty] | (F) | = (C) + (E) | (H): (N); (I): = Incentive Costs (16b) | (F) | = (D) + (E) | [7 empty] | (F) | = Table 1 (A) x (E) | [11 empty] | (F) | = (E) x [Avg. Non-Gas Fuel Units/Part.Saved (22) x No. of Part. (23) | [9 empty] | (F) | = Table 3 (I) | [8 empty] | 15
[6 empty] | (G) | = (A) x Peak Reduction Factor (5) | (H): (O); (I): = (L) + (M) + (N) | (G) | = (C) - (F) | [7 empty] | (G) | = (A) + (B) + (D) + (F) | [11 empty] | (G) | = (A) + (D) + (F) | [9 empty] | (G) | = (E) + (F) | [8 empty] | 16
[6 empty] | (H) | = Demand Cost (4) escalated. | (H): (P); (I): = (J) - (O) | [22 empty] | (H) | = Direct Participant Costs (17) x Number of Participants (23) | [9 empty] | (H) | = (D) - (G) | [8 empty] | 17
[47 empty] | (I) | = (G) - (H)
Note on N14: mulkernr: no escalation because using projected gas cost.
Note on T14: mulkernr: no escalatipm beciase using 2016 cost

## Res .95+% Res Furnace - Replace
NATURAL GAS CONSERVATION PROGRAMS/DEMAND-SIDE MANAGEMENT | [6 empty] | Table 1 | [17 empty] | Table 2 | [8 empty] | Table 3 | [12 empty] | Table 4 | [10 empty] | Table 5
BEN/COST ANALYSIS FOR GAS CONSERVATION | [6 empty] | Ratepayer Impact Measure Test | [17 empty] | Utility Cost Test | [8 empty] | Societal Test | [12 empty] | Participant Test | [10 empty] | Total Resource Cost Test
Company: | Montana-Dakota Utilities Co. | [5 empty] | Company: |  | Montana-Dakota Utilities Co. | [15 empty] | Company: |  | Montana-Dakota Utilities Co. | [6 empty] | Company: |  | Montana-Dakota Utilities Co. | [11 empty] | Company: | Montana-Dakota Utilities Co. | [9 empty] | Company: | Montana-Dakota Utilities Co.
Project: | Residential 95+% AFUE Furnace - Replacement | [5 empty] | Project: |  | Residential 95+% AFUE Furnace - Replacement | [15 empty] | Project: |  | Residential 95+% AFUE Furnace - Replacement | [6 empty] | Project: |  | Residential 95+% AFUE Furnace - Replacement | [11 empty] | Project: | Residential 95+% AFUE Furnace - Replacement | [9 empty] | Project: | Residential 95+% AFUE Furnace - Replacement
Program Years: | 2016 Actual
[10 empty] | Benefits | [9 empty] | Costs | [6 empty] | Benefits |  |  | Costs | [5 empty] | Benefits | [6 empty] | Costs | [5 empty] | Benefits | [6 empty] | Costs |  |  |  | Benefits |  |  |  | Costs
Input Data |  |  |  | 2016 | [19 empty] | Annual | [8 empty] | Annual |  |  |  |  | Non-Gas | [7 empty] | Annual | [10 empty] | Annual | [9 empty] | Annual
[9 empty] | Total | Gas | Gas | Variable | Variable | Total | Peak Dk | Demand | Total |  | Distribution |  | Program |  | Total | Benefits |  |  | Total | Total | Annual | Program |  | Utility | Benefits |  |  | Total | Total | Energy | Non-Gas | Environmental | Environmental | Annual | Utility | Participants' | Annual | Benefits |  |  |  | Total |  | Gas | Non-Gas | Non-Gas | Total | Direct | Benefits |  |  | Total | Total | Non-Gas | Total | Utility | Participants' |  | Benefits
1) Retail Rate ($/Dk) = |  | 6.574 | 16) Utility Project Costs | [5 empty] | Energy | Commodity | Commodity | O & M | O & M | Energy | Demand | Savings | Demand | Total | Delivery | Lost | Admin | Incentive | Program | Less |  |  | Energy | Demand | Total | Admin | Incentive | Program | Less |  |  | Energy | Demand | Savings | Energy | Damage | Damage | Total | Program | Costs Net | Total | Less |  |  | Incentives | Energy | Retail | Bill | Fuel | Energy | Annual | Participant | Less |  |  | Energy | Demand | Energy | Annual | Program | Costs Net | Total | Less
Escalation Rate = |  | 3.5% | 16a) Administrative & Operating Costs = | 3489 |  | t |  |  | Reduction | Cost/Dk | Savings | Cost/Dk | Savings | Savings | Reduction | Per Unit | Savings | Savings | Charge | Margin | Costs | Costs | Costs | Costs |  |  | Savings | Savings | Savings | Costs | Costs | Costs | Costs |  |  | Savings | Savings | ($/Part.) | Savings | Savings/Dk | Savings | Savings | Costs | of Rebate | Costs | Costs |  |  | Received | Reduction | Rate | Savings | Retail Rate | Savings | Benefits | Costs | Costs |  |  | Savings | Savings | Savings | Benefits | Costs | of Rebate | Costs | Costs
|  |  | 16b) Incentive Costs = | 68700 |  |  |  | Year | (A) | (B) | (C) | (D) | (E) | (F) | (G) | (H) | (I) | (J) | (K) | (L) | (M) | (N) | (O) | (P) |  | Year | (A) | (B) | (C) | (D) | (E) | (F) | (G) |  | Year | (A) | (B) | (C) | (D) | (E) | (F) | (G) | (H) | (I) | (J) | (K) |  | Year | (A) | (B) | (C) | (D) | (E) | (F) | (G) | (H) | (I) |  | Year | (A) | (B) | (C) | (D) | (E) | (F) | (G) | (H)
2) Non-Gas Fuel Retail Rate ($/Fuel Unit) = |  | 0.14609 | 16c) Total Utility Project Costs = | 72189
Escalation Rate = |  | 3.5% |  |  |  | 2 |  | 2016 | 2950 | 2.976 | 8779 | 0 | 0 | 8779 | 29.5 | 142 | 4189 | 12968 | 2.026 | 3885 | 3489 | 68700 | 76074 | -63106 |  | 2016 | 8779 | 4189 | 12968 | 3489 | 68700 | 72189 | -59221 |  | 2016 | 8779 | 4189 | 0.029 | 4861 | 0.366 | 1080 | 18909 | 72189 | 80150 | 152339 | -133430 |  | 2016 | 68700 | 2950 | 7.042 | 20774 | 0.156 | 26150 | 115624 | 148850 | -33226 |  | 2016 | 8779 | 4189 | 4861 | 17829 | 72189 | 80150 | 152339 | -134510
Non-Gas Fuel Units (ie. kWh,Gallons, etc) = |  | Kwh | 17) Direct Participant Costs ($/Part.) = | 650 |  | 3 |  | 2017 | 2950 | 3.188 | 9405 | 0 | 0 | 9405 | 29.5 | 145 | 4278 | 13683 | 2.097 | 4021 | 0 | 0 | 4021 | 9662 |  | 2017 | 9405 | 4278 | 13683 | 0 | 0 | 0 | 13683 |  | 2017 | 9405 | 4278 | 0.03 | 5029 | 0.375 | 1106 | 19818 | 0 | 0 | 0 | 19818 |  | 2017 | 0 | 2950 | 7.289 | 21503 | 0.162 | 27156 | 48659 | 0 | 48659 |  | 2017 | 9405 | 4278 | 5029 | 18712 | 0 | 0 | 0 | 18712
[6 empty] | 4 |  | 2018 | 2950 | 3.3 | 9735 | 0 | 0 | 9735 | 29.5 | 147 | 4337 | 14072 | 2.17 | 4161 | 0 | 0 | 4161 | 9911 |  | 2018 | 9735 | 4337 | 14072 | 0 | 0 | 0 | 14072 |  | 2018 | 9735 | 4337 | 0.031 | 5196 | 0.383 | 1130 | 20398 | 0 | 0 | 0 | 20398 |  | 2018 | 0 | 2950 | 7.544 | 22255 | 0.168 | 28162 | 50417 | 0 | 50417 |  | 2018 | 9735 | 4337 | 5196 | 19268 | 0 | 0 | 0 | 19268
3) Commodity Cost ($/Dk) = |  | 2.976 | 18) Participant Non-Energy Costs (Annual $/Part.) = | 0 |  | 5 |  | 2019 | 2950 | 3.415 | 10074 | 0 | 0 | 10074 | 29.5 | 148 | 4366 | 14440 | 2.246 | 4307 | 0 | 0 | 4307 | 10133 |  | 2019 | 10074 | 4366 | 14440 | 0 | 0 | 0 | 14440 |  | 2019 | 10074 | 4366 | 0.032 | 5364 | 0.392 | 1156 | 20960 | 0 | 0 | 0 | 20960 |  | 2019 | 0 | 2950 | 7.808 | 23034 | 0.174 | 29167 | 52201 | 0 | 52201 |  | 2019 | 10074 | 4366 | 5364 | 19804 | 0 | 0 | 0 | 19804
Escalation Rate = |  | 3.5% | Escalation Rate = | 0% |  | 6 |  | 2020 | 2950 | 3.535 | 10428 | 0 | 0 | 10428 | 29.5 | 150 | 4425 | 14853 | 2.325 | 4458 | 0 | 0 | 4458 | 10395 |  | 2020 | 10428 | 4425 | 14853 | 0 | 0 | 0 | 14853 |  | 2020 | 10428 | 4425 | 0.034 | 5699 | 0.401 | 1183 | 21735 | 0 | 0 | 0 | 21735 |  | 2020 | 0 | 2950 | 8.081 | 23839 | 0.18 | 30173 | 54012 | 0 | 54012 |  | 2020 | 10428 | 4425 | 5699 | 20552 | 0 | 0 | 0 | 20552 | t
[6 empty] | 7 |  | 2021 | 2950 | 3.658 | 10791 | 0 | 0 | 10791 | 29.5 | 151 | 4455 | 15246 | 2.406 | 4614 | 0 | 0 | 4614 | 10632 |  | 2021 | 10791 | 4455 | 15246 | 0 | 0 | 0 | 15246 |  | 2021 | 10791 | 4455 | 0.035 | 5867 | 0.41 | 1210 | 22323 | 0 | 0 | 0 | 22323 |  | 2021 | 0 | 2950 | 8.364 | 24674 | 0.186 | 31179 | 55853 | 0 | 55853 |  | 2021 | 10791 | 4455 | 5867 | 21113 | 0 | 0 | 0 | 21113
4) Demand Cost ($/Unit/Yr) = |  | 142.34 | 19) Participant Non-Energy Savings (Annual $/Part) = | 0 |  | 8 |  | 2022 | 2950 | 3.786 | 11169 | 0 | 0 | 11169 | 29.5 | 153 | 4514 | 15683 | 2.49 | 4775 | 0 | 0 | 4775 | 10908 |  | 2022 | 11169 | 4514 | 15683 | 0 | 0 | 0 | 15683 |  | 2022 | 11169 | 4514 | 0.036 | 6035 | 0.42 | 1239 | 22957 | 0 | 0 | 0 | 22957 |  | 2022 | 0 | 2950 | 8.657 | 25538 | 0.192 | 32185 | 57723 | 0 | 57723 |  | 2022 | 11169 | 4514 | 6035 | 21718 | 0 | 0 | 0 | 21718
Escalation Rate = |  | 1% | Escalation Rate = | 0% |  | 9 |  | 2023 | 2950 | 3.919 | 11561 | 0 | 0 | 11561 | 29.5 | 154 | 4543 | 16104 | 2.577 | 4941 | 0 | 0 | 4941 | 11163 |  | 2023 | 11561 | 4543 | 16104 | 0 | 0 | 0 | 16104 |  | 2023 | 11561 | 4543 | 0.037 | 6202 | 0.429 | 1266 | 23572 | 0 | 0 | 0 | 23572 |  | 2023 | 0 | 2950 | 8.96 | 26432 | 0.199 | 33358 | 59790 | 0 | 59790 |  | 2023 | 11561 | 4543 | 6202 | 22306 | 0 | 0 | 0 | 22306 | 2
[6 empty] | 10 |  | 2024 | 2950 | 4.056 | 11965 | 0 | 0 | 11965 | 29.5 | 156 | 4602 | 16567 | 2.667 | 5114 | 0 | 0 | 5114 | 11453 |  | 2024 | 11965 | 4602 | 16567 | 0 | 0 | 0 | 16567 |  | 2024 | 11965 | 4602 | 0.038 | 6370 | 0.439 | 1295 | 24232 | 0 | 0 | 0 | 24232 |  | 2024 | 0 | 2950 | 9.273 | 27355 | 0.206 | 34531 | 61886 | 0 | 61886 |  | 2024 | 11965 | 4602 | 6370 | 22937 | 0 | 0 | 0 | 22937 | 3
5) Peak Reduction Factor = |  | 1% | 20) Project Life (Years) = | 20 |  | 11 |  | 2025 | 2950 | 4.198 | 12384 | 0 | 0 | 12384 | 29.5 | 157 | 4632 | 17016 | 2.761 | 5294 | 0 | 0 | 5294 | 11722 |  | 2025 | 12384 | 4632 | 17016 | 0 | 0 | 0 | 17016 |  | 2025 | 12384 | 4632 | 0.04 | 6705 | 0.449 | 1325 | 25046 | 0 | 0 | 0 | 25046 |  | 2025 | 0 | 2950 | 9.598 | 28314 | 0.213 | 35705 | 64019 | 0 | 64019 |  | 2025 | 12384 | 4632 | 6705 | 23721 | 0 | 0 | 0 | 23721 | 4
[6 empty] | 12 |  | 2026 | 2950 | 4.345 | 12818 | 0 | 0 | 12818 | 29.5 | 159 | 4691 | 17509 | 2.857 | 5478 | 0 | 0 | 5478 | 12031 |  | 2026 | 12818 | 4691 | 17509 | 0 | 0 | 0 | 17509 |  | 2026 | 12818 | 4691 | 0.041 | 6873 | 0.46 | 1357 | 25739 | 0 | 0 | 0 | 25739 |  | 2026 | 0 | 2950 | 9.934 | 29305 | 0.221 | 37046 | 66351 | 0 | 66351 |  | 2026 | 12818 | 4691 | 6873 | 24382 | 0 | 0 | 0 | 24382 | 5
6) Variable O&M ($/Dk) = |  | 0 | 21) Avg. Dk/Part. Saved = | 12.882 |  | 13 |  | 2027 | 2950 | 4.497 | 13266 | 0 | 0 | 13266 | 29.5 | 160 | 4720 | 17986 | 2.957 | 5670 | 0 | 0 | 5670 | 12316 |  | 2027 | 13266 | 4720 | 17986 | 0 | 0 | 0 | 17986 |  | 2027 | 13266 | 4720 | 0.043 | 7208 | 0.47 | 1387 | 26581 | 0 | 0 | 0 | 26581 |  | 2027 | 0 | 2950 | 10.281 | 30329 | 0.228 | 38219 | 68548 | 0 | 68548 |  | 2027 | 13266 | 4720 | 7208 | 25194 | 0 | 0 | 0 | 25194
Escalation Rate = |  | 0% |  |  |  | 14 |  | 2028 | 2950 | 4.654 | 13729 | 0 | 0 | 13729 | 29.5 | 162 | 4779 | 18508 | 3.061 | 5869 | 0 | 0 | 5869 | 12639 |  | 2028 | 13729 | 4779 | 18508 | 0 | 0 | 0 | 18508 |  | 2028 | 13729 | 4779 | 0.044 | 7376 | 0.481 | 1419 | 27303 | 0 | 0 | 0 | 27303 |  | 2028 | 0 | 2950 | 10.641 | 31391 | 0.236 | 39560 | 70951 | 0 | 70951 |  | 2028 | 13729 | 4779 | 7376 | 25884 | 0 | 0 | 0 | 25884
|  |  | 22) Avg Non-Gas Fuel Units/Part. Saved = | 732 |  | 15 |  | 2029 | 2950 | 4.817 | 14210 | 0 | 0 | 14210 | 29.5 | 164 | 4838 | 19048 | 3.168 | 6075 | 0 | 0 | 6075 | 12973 |  | 2029 | 14210 | 4838 | 19048 | 0 | 0 | 0 | 19048 |  | 2029 | 14210 | 4838 | 0.046 | 7711 | 0.492 | 1451 | 28210 | 0 | 0 | 0 | 28210 |  | 2029 | 0 | 2950 | 11.014 | 32491 | 0.245 | 41069 | 73560 | 0 | 73560 |  | 2029 | 14210 | 4838 | 7711 | 26759 | 0 | 0 | 0 | 26759
7) Non-Gas Fuel Cost ($/Fuel Unit) = |  | 0.02589 | 22a) Avg Additional Non-Gas Fuel Units/ Part. Used = | 0 |  | 16 |  | 2030 | 2950 | 4.986 | 14709 | 0 | 0 | 14709 | 29.5 | 165 | 4868 | 19577 | 3.279 | 6287 | 0 | 0 | 6287 | 13290 |  | 2030 | 14709 | 4868 | 19577 | 0 | 0 | 0 | 19577 |  | 2030 | 14709 | 4868 | 0.047 | 7879 | 0.504 | 1487 | 28943 | 0 | 0 | 0 | 28943 |  | 2030 | 0 | 2950 | 11.399 | 33627 | 0.253 | 42410 | 76037 | 0 | 76037 |  | 2030 | 14709 | 4868 | 7879 | 27456 | 0 | 0 | 0 | 27456
Escalation Rate = |  | 3.5% |  |  |  | 17 |  | 2031 | 2950 | 5.16 | 15222 | 0 | 0 | 15222 | 29.5 | 167 | 4927 | 20149 | 3.394 | 6508 | 0 | 0 | 6508 | 13641 |  | 2031 | 15222 | 4927 | 20149 | 0 | 0 | 0 | 20149 |  | 2031 | 15222 | 4927 | 0.049 | 8214 | 0.515 | 1519 | 29882 | 0 | 0 | 0 | 29882 |  | 2031 | 0 | 2950 | 11.798 | 34804 | 0.262 | 43919 | 78723 | 0 | 78723 |  | 2031 | 15222 | 4927 | 8214 | 28363 | 0 | 0 | 0 | 28363
|  |  | 23) Number of Participants = | 229 |  | 18 |  | 2032 | 2950 | 5.341 | 15756 | 0 | 0 | 15756 | 29.5 | 169 | 4986 | 20742 | 3.513 | 6736 | 0 | 0 | 6736 | 14006 |  | 2032 | 15756 | 4986 | 20742 | 0 | 0 | 0 | 20742 |  | 2032 | 15756 | 4986 | 0.051 | 8549 | 0.527 | 1555 | 30846 | 0 | 0 | 0 | 30846 |  | 2032 | 0 | 2950 | 12.211 | 36022 | 0.271 | 45427 | 81449 | 0 | 81449 |  | 2032 | 15756 | 4986 | 8549 | 29291 | 0 | 0 | 0 | 29291 | 6
8) Non-Gas Fuel Loss Factor |  | 5.1% |  |  |  | 19 |  | 2033 | 2950 | 5.528 | 16308 | 0 | 0 | 16308 | 29.5 | 170 | 5015 | 21323 | 3.635 | 6970 | 0 | 0 | 6970 | 14353 |  | 2033 | 16308 | 5015 | 21323 | 0 | 0 | 0 | 21323 |  | 2033 | 16308 | 5015 | 0.052 | 8717 | 0.539 | 1590 | 31630 | 0 | 0 | 0 | 31630 |  | 2033 | 0 | 2950 | 12.639 | 37285 | 0.281 | 47103 | 84388 | 0 | 84388 |  | 2033 | 16308 | 5015 | 8717 | 30040 | 0 | 0 | 0 | 30040 | 7
|  |  | 24) Total Annual Dk Saved = | 2950 |  | 20 |  | 2034 | 2950 | 5.721 | 16877 | 0 | 0 | 16877 | 29.5 | 172 | 5074 | 21951 | 3.763 | 7216 | 0 | 0 | 7216 | 14735 |  | 2034 | 16877 | 5074 | 21951 | 0 | 0 | 0 | 21951 |  | 2034 | 16877 | 5074 | 0.054 | 9052 | 0.552 | 1628 | 32631 | 0 | 0 | 0 | 32631 |  | 2034 | 0 | 2950 | 13.081 | 38589 | 0.291 | 48780 | 87369 | 0 | 87369 |  | 2034 | 16877 | 5074 | 9052 | 31003 | 0 | 0 | 0 | 31003 | 8
9) Gas Environmental Damage Factor = |  | 0.35 |  |  |  | 21 |  | 2035 | 2950 | 5.922 | 17470 | 0 | 0 | 17470 | 29.5 | 174 | 5133 | 22603 | 3.894 | 7467 | 0 | 0 | 7467 | 15136 |  | 2035 | 17470 | 5133 | 22603 | 0 | 0 | 0 | 22603 |  | 2035 | 17470 | 5133 | 0.056 | 9387 | 0.564 | 1664 | 33654 | 0 | 0 | 0 | 33654 |  | 2035 | 0 | 2950 | 13.539 | 39940 | 0.301 | 50456 | 90396 | 0 | 90396 |  | 2035 | 17470 | 5133 | 9387 | 31990 | 0 | 0 | 0 | 31990
Escalation Rate = |  | 2.3% | 25) Incentive/Participant = | 300 |  | 22 |  | 2036 | 0 | 6.129 | 0 | 0 | 0 | 0 | 0 | 175 | 0 | 0 | 4.031 | 0 | 0 | 0 | 0 | 0 |  | 2036 | 0 | 0 | 0 | 0 | 0 | 0 | 0 |  | 2036 | 0 | 0 | 0.058 | 0 | 0.577 | 0 | 0 | 0 | 0 | 0 | 0 |  | 2036 | 0 | 0 | 14.013 | 0 | 0.311 | 0 | 0 | 0 | 0 |  | 2036 | 0 | 0 | 0 | 0 | 0 | 0 | 0 | 0
9
10) Non Gas Fuel Environmental Damage Factor = |  | 0 | 26) Distribution Delivery Charge | 1.891 |  |  | Total = | (A): 59000; (J): 350028; (O): 182035; (P): 167993 | Total = |  |  |  | 350028 |  |  | 72189 | 277839 | Total = | [7 empty] | 515369 |  |  | 152339 | 363030 | Total = |  |  | 59000 |  |  |  |  | 1397956 | 148850 | 1249106 |  |  |  |  | Total = | 488322 |  |  | 152339 | 335983
Escalation Rate = |  | 0% | [5 empty] | (H): NPV =; (J): 183350; (O): 128912; (P): 54438 |  |  |  | NPV = | 183350 |  |  | 72189 | 111161 | [7 empty] | NPV = | 364507 |  |  | 152339 | 212168 | [7 empty] | NPV = | 628909 | 148850 | 480059 |  |  |  |  | NPV = | 254736 |  |  | 152339 | 102397 | 10
|  |  | 27) Effective Income Tax Rate = | 35%
11) Participant Discount Rate = |  | 10% | (Federal & State Taxes) |  |  |  | Total NPV = | (B): 54438 | Total NPV = |  |  | 111161 | [5 empty] | Total NPV = |  |  | 212168 | [9 empty] | Total NPV = |  |  | 480059 | [7 empty] | Total NPV = |  |  | 102397
[7 empty] | Benefit/Cost Ratio = | (B): 1.42 | Benefit/Cost Ratio = |  |  | 2.54 | [5 empty] | Benefit/Cost Ratio = |  |  | 2.39 | [9 empty] | Benefit/Cost Ratio = |  |  | 4.2251 | [7 empty] | Benefit/Cost Ratio = |  |  | 1.67 | [6 empty] | 11
12) Utility Discount Rate = |  | 7.216% | Test Results | NPV | B/C | [62 empty] | 12
|  |  | Ratepayer Impact Measure Test | 54438 | 1.42 | [62 empty] | 13
13) Societal Discount Rate = |  | 3.56% | Utility Cost Test | 111161 | 2.54 | Worksheet Calculations | [18 empty] | Worksheet Calculations | [8 empty] | Worksheet Calculations | [12 empty] | Worksheet Calculations | [10 empty] | Worksheet Calculations | [9 empty] | 14 | bar: Year to (L)
|  |  | Societal Test | 212168 | 2.39 | (A) | = Average Dk/Participant Saved (21) x Number of Participants (23) for Project Life (20) | (H): (I); (I): = (G) x (H) | (A) | = Table 1 (F) | [7 empty] | (A) | = Table 1 (F) | [5 empty] | (H) | = Table 2 (F) |  |  |  |  | (A) | = Table 1 (N) | [9 empty] | (A) | = Table 1 (F)
14) General Input Data Year = |  | 2014 | Participant Test | 480059 | 4.2251 | (B) | = Commodity Cost (3) escalated | (H): (J); (I): = (F) + (I) | (B) | = Table 1 (I) | [7 empty] | (G) | = Table 1 (I) | [5 empty] | (I) | = Direct Part. Costs (17) x No. of Part. (23) - Table 1 (N) |  |  |  |  | (B) | = Table 1 (A) | [9 empty] | (B) | = Table 1 (I)
|  |  | Total Resource Cost Test | 102397 | 1.67 | (C) | = (A) x (B) | (H): (K); (I): = Distribution Delivery Charge (26) escalated. | (C) | = Table 1 (J) | [7 empty] | (C) | = Non-Gas Fuel Cost (7), adjusted for losses (8), escalated.. | [5 empty] | (J) | = (H) + (I) |  |  |  |  | (C) | = Retail Rate (1) escalated. | [9 empty] | (C) | = Table 3 (D)
15) Project Analysis Year 1 = |  | 2016 |  |  |  | (D) | = Variable O&M Cost (6), escalated | (H): (L); (I): = (A) x (K) x (1-Inverse of Tax Rate (27) | (D) | = Table 1 (M) | [7 empty] | (D) | = (C) x [Avg. Non-Gas Fuel Units/Part.Saved (22) x No. of Part. (23) | [5 empty] | (K) | = (G) - (J) |  |  |  |  | (D) | =(B) x (C) | [9 empty] | (D) | = (A) + (B) + (C)
[6 empty] | (E) | = (A) x (D) | (H): (M); (I): = Admin & Operating Costs (16a) | (E) | = Table 1 (N) | [7 empty] | (E) | = Gas Environmental Damage Factor (9), escalated | [11 empty] | (E) | = Non-Gas Fuel Retail Rate (2), escalated. | [9 empty] | (E) | = Table 3 (H)
[6 empty] | (F) | = (C) + (E) | (H): (N); (I): = Incentive Costs (16b) | (F) | = (D) + (E) | [7 empty] | (F) | = Table 1 (A) x (E) | [11 empty] | (F) | = (E) x [Avg. Non-Gas Fuel Units/Part.Saved (22) x No. of Part. (23) | [9 empty] | (F) | = Table 3 (I) | [8 empty] | 15
[6 empty] | (G) | = (A) x Peak Reduction Factor (5) | (H): (O); (I): = (L) + (M) + (N) | (G) | = (C) - (F) | [7 empty] | (G) | = (A) + (B) + (D) + (F) | [11 empty] | (G) | = (A) + (D) + (F) | [9 empty] | (G) | = (E) + (F) | [8 empty] | 16
[6 empty] | (H) | = Demand Cost (4) escalated. | (H): (P); (I): = (J) - (O) | [22 empty] | (H) | = Direct Participant Costs (17) x Number of Participants (23) | [9 empty] | (H) | = (D) - (G) | [8 empty] | 17
[47 empty] | (I) | = (G) - (H)
Note on N14: mulkernr: no escalation because using projected gas cost.
Note on T14: mulkernr: no escalatipm beciase using 2016 cost

## Programmable Thermostats
NATURAL GAS CONSERVATION PROGRAMS/DEMAND-SIDE MANAGEMENT | [6 empty] | Table 1 | [17 empty] | Table 2 | [8 empty] | Table 3 | [12 empty] | Table 4 | [10 empty] | Table 5
BEN/COST ANALYSIS FOR GAS CONSERVATION | [6 empty] | Ratepayer Impact Measure Test | [17 empty] | Utility Cost Test | [8 empty] | Societal Test | [12 empty] | Participant Test | [10 empty] | Total Resource Cost Test
Company: | Montana-Dakota Utilities Co. | [5 empty] | Company: |  | Montana-Dakota Utilities Co. | [15 empty] | Company: |  | Montana-Dakota Utilities Co. | [6 empty] | Company: |  | Montana-Dakota Utilities Co. | [11 empty] | Company: | Montana-Dakota Utilities Co. | [9 empty] | Company: | Montana-Dakota Utilities Co.
Project: | Programmable Thermostats | [5 empty] | Project: |  | Programmable Thermostats | [15 empty] | Project: |  | Programmable Thermostats | [6 empty] | Project: |  | Programmable Thermostats | [11 empty] | Project: | Programmable Thermostats | [9 empty] | Project: | Programmable Thermostats
Program Years: | 2016 Actual
[10 empty] | Benefits | [9 empty] | Costs | [6 empty] | Benefits |  |  | Costs | [5 empty] | Benefits | [6 empty] | Costs | [5 empty] | Benefits | [6 empty] | Costs |  |  |  | Benefits |  |  |  | Costs
Input Data |  |  |  | 2016 | [19 empty] | Annual | [8 empty] | Annual |  |  |  |  | Non-Gas | [7 empty] | Annual | [10 empty] | Annual | [9 empty] | Annual
[9 empty] | Total | Gas | Gas | Variable | Variable | Total | Peak Dk | Demand | Total |  | Distribution |  | Program |  | Total | Benefits |  |  | Total | Total | Annual | Program |  | Utility | Benefits |  |  | Total | Total | Energy | Non-Gas | Environmental | Environmental | Annual | Utility | Participants' | Annual | Benefits |  |  |  | Total |  | Gas | Non-Gas | Non-Gas | Total | Direct | Benefits |  |  | Total | Total | Non-Gas | Total | Utility | Participants' |  | Benefits
1) Retail Rate ($/Dk) = |  | 6.574 | 16) Utility Project Costs | [5 empty] | Energy | Commodity | Commodity | O & M | O & M | Energy | Demand | Savings | Demand | Total | Delivery | Lost | Admin | Incentive | Program | Less |  |  | Energy | Demand | Total | Admin | Incentive | Program | Less |  |  | Energy | Demand | Savings | Energy | Damage | Damage | Total | Program | Costs Net | Total | Less |  |  | Incentives | Energy | Retail | Bill | Fuel | Energy | Annual | Participant | Less |  |  | Energy | Demand | Energy | Annual | Program | Costs Net | Total | Less
Escalation Rate = |  | 3.5% | 16a) Administrative & Operating Costs = | 199 |  | t |  |  | Reduction | Cost/Dk | Savings | Cost/Dk | Savings | Savings | Reduction | Per Unit | Savings | Savings | Charge | Margin | Costs | Costs | Costs | Costs |  |  | Savings | Savings | Savings | Costs | Costs | Costs | Costs |  |  | Savings | Savings | ($/Part.) | Savings | Savings/Dk | Savings | Savings | Costs | of Rebate | Costs | Costs |  |  | Received | Reduction | Rate | Savings | Retail Rate | Savings | Benefits | Costs | Costs |  |  | Savings | Savings | Savings | Benefits | Costs | of Rebate | Costs | Costs
|  |  | 16b) Incentive Costs = | 3920 |  |  |  | Year | (A) | (B) | (C) | (D) | (E) | (F) | (G) | (H) | (I) | (J) | (K) | (L) | (M) | (N) | (O) | (P) |  | Year | (A) | (B) | (C) | (D) | (E) | (F) | (G) |  | Year | (A) | (B) | (C) | (D) | (E) | (F) | (G) | (H) | (I) | (J) | (K) |  | Year | (A) | (B) | (C) | (D) | (E) | (F) | (G) | (H) | (I) |  | Year | (A) | (B) | (C) | (D) | (E) | (F) | (G) | (H)
2) Non-Gas Fuel Retail Rate ($/Fuel Unit) = |  | 0.14609 | 16c) Total Utility Project Costs = | 4119
Escalation Rate = |  | 3.5% |  |  |  | 2 |  | 2016 | 568 | 2.976 | 1690 | 0 | 0 | 1690 | 5.7 | 142 | 809 | 2499 | 2.026 | 748 | 199 | 3920 | 4867 | -2368 |  | 2016 | 1690 | 809 | 2499 | 199 | 3920 | 4119 | -1620 |  | 2016 | 1690 | 809 | 0.029 | 12 | 0.366 | 208 | 2719 | 4119 | 7840 | 11959 | -9240 |  | 2016 | 3920 | 568 | 7.042 | 4000 | 0.156 | 64 | 7984 | 11760 | -3776 |  | 2016 | 1690 | 809 | 12 | 2511 | 4119 | 7840 | 11959 | -9448
Non-Gas Fuel Units (ie. kWh,Gallons, etc) = |  | Kwh | 17) Direct Participant Costs ($/Part.) = | 60 |  | 3 |  | 2017 | 568 | 3.188 | 1811 | 0 | 0 | 1811 | 5.7 | 145 | 827 | 2638 | 2.097 | 774 | 0 | 0 | 774 | 1864 |  | 2017 | 1811 | 827 | 2638 | 0 | 0 | 0 | 2638 |  | 2017 | 1811 | 827 | 0.03 | 12 | 0.375 | 213 | 2863 | 0 | 0 | 0 | 2863 |  | 2017 | 0 | 568 | 7.289 | 4140 | 0.162 | 67 | 4207 | 0 | 4207 |  | 2017 | 1811 | 827 | 12 | 2650 | 0 | 0 | 0 | 2650
[6 empty] | 4 |  | 2018 | 568 | 3.3 | 1874 | 0 | 0 | 1874 | 5.7 | 147 | 838 | 2712 | 2.17 | 801 | 0 | 0 | 801 | 1911 |  | 2018 | 1874 | 838 | 2712 | 0 | 0 | 0 | 2712 |  | 2018 | 1874 | 838 | 0.031 | 13 | 0.383 | 218 | 2943 | 0 | 0 | 0 | 2943 |  | 2018 | 0 | 568 | 7.544 | 4285 | 0.168 | 69 | 4354 | 0 | 4354 |  | 2018 | 1874 | 838 | 13 | 2725 | 0 | 0 | 0 | 2725
3) Commodity Cost ($/Dk) = |  | 2.976 | 18) Participant Non-Energy Costs (Annual $/Part.) = | 0 |  | 5 |  | 2019 | 568 | 3.415 | 1940 | 0 | 0 | 1940 | 5.7 | 148 | 844 | 2784 | 2.246 | 829 | 0 | 0 | 829 | 1955 |  | 2019 | 1940 | 844 | 2784 | 0 | 0 | 0 | 2784 |  | 2019 | 1940 | 844 | 0.032 | 13 | 0.392 | 223 | 3020 | 0 | 0 | 0 | 3020 |  | 2019 | 0 | 568 | 7.808 | 4435 | 0.174 | 72 | 4507 | 0 | 4507 |  | 2019 | 1940 | 844 | 13 | 2797 | 0 | 0 | 0 | 2797
Escalation Rate = |  | 3.5% | Escalation Rate = | 0% |  | 6 |  | 2020 | 568 | 3.535 | 2008 | 0 | 0 | 2008 | 5.7 | 150 | 855 | 2863 | 2.325 | 858 | 0 | 0 | 858 | 2005 |  | 2020 | 2008 | 855 | 2863 | 0 | 0 | 0 | 2863 |  | 2020 | 2008 | 855 | 0.034 | 14 | 0.401 | 228 | 3105 | 0 | 0 | 0 | 3105 |  | 2020 | 0 | 568 | 8.081 | 4590 | 0.18 | 74 | 4664 | 0 | 4664 |  | 2020 | 2008 | 855 | 14 | 2877 | 0 | 0 | 0 | 2877 | t
[6 empty] | 7 |  | 2021 | 568 | 3.658 | 2078 | 0 | 0 | 2078 | 5.7 | 151 | 861 | 2939 | 2.406 | 888 | 0 | 0 | 888 | 2051 |  | 2021 | 2078 | 861 | 2939 | 0 | 0 | 0 | 2939 |  | 2021 | 2078 | 861 | 0.035 | 14 | 0.41 | 233 | 3186 | 0 | 0 | 0 | 3186 |  | 2021 | 0 | 568 | 8.364 | 4751 | 0.186 | 77 | 4828 | 0 | 4828 |  | 2021 | 2078 | 861 | 14 | 2953 | 0 | 0 | 0 | 2953
4) Demand Cost ($/Unit/Yr) = |  | 142.34 | 19) Participant Non-Energy Savings (Annual $/Part) = | 0 |  | 8 |  | 2022 | 568 | 3.786 | 2150 | 0 | 0 | 2150 | 5.7 | 153 | 872 | 3022 | 2.49 | 919 | 0 | 0 | 919 | 2103 |  | 2022 | 2150 | 872 | 3022 | 0 | 0 | 0 | 3022 |  | 2022 | 2150 | 872 | 0.036 | 15 | 0.42 | 239 | 3276 | 0 | 0 | 0 | 3276 |  | 2022 | 0 | 568 | 8.657 | 4917 | 0.192 | 79 | 4996 | 0 | 4996 |  | 2022 | 2150 | 872 | 15 | 3037 | 0 | 0 | 0 | 3037
Escalation Rate = |  | 1% | Escalation Rate = | 0% |  | 9 |  | 2023 | 568 | 3.919 | 2226 | 0 | 0 | 2226 | 5.7 | 154 | 878 | 3104 | 2.577 | 951 | 0 | 0 | 951 | 2153 |  | 2023 | 2226 | 878 | 3104 | 0 | 0 | 0 | 3104 |  | 2023 | 2226 | 878 | 0.037 | 15 | 0.429 | 244 | 3363 | 0 | 0 | 0 | 3363 |  | 2023 | 0 | 568 | 8.96 | 5089 | 0.199 | 82 | 5171 | 0 | 5171 |  | 2023 | 2226 | 878 | 15 | 3119 | 0 | 0 | 0 | 3119 | 2
[6 empty] | 10 |  | 2024 | 568 | 4.056 | 2304 | 0 | 0 | 2304 | 5.7 | 156 | 889 | 3193 | 2.667 | 985 | 0 | 0 | 985 | 2208 |  | 2024 | 2304 | 889 | 3193 | 0 | 0 | 0 | 3193 |  | 2024 | 2304 | 889 | 0.038 | 16 | 0.439 | 249 | 3458 | 0 | 0 | 0 | 3458 |  | 2024 | 0 | 568 | 9.273 | 5267 | 0.206 | 85 | 5352 | 0 | 5352 |  | 2024 | 2304 | 889 | 16 | 3209 | 0 | 0 | 0 | 3209 | 3
5) Peak Reduction Factor = |  | 1% | 20) Project Life (Years) = | 10 |  | 11 |  | 2025 | 568 | 4.198 | 2384 | 0 | 0 | 2384 | 5.7 | 157 | 895 | 3279 | 2.761 | 1019 | 0 | 0 | 1019 | 2260 |  | 2025 | 2384 | 895 | 3279 | 0 | 0 | 0 | 3279 |  | 2025 | 2384 | 895 | 0.04 | 16 | 0.449 | 255 | 3550 | 0 | 0 | 0 | 3550 |  | 2025 | 0 | 568 | 9.598 | 5452 | 0.213 | 88 | 5540 | 0 | 5540 |  | 2025 | 2384 | 895 | 16 | 3295 | 0 | 0 | 0 | 3295 | 4
[6 empty] | 12 |  | 2026 | 0 | 4.345 | 0 | 0 | 0 | 0 | 0 | 159 | 0 | 0 | 2.857 | 0 | 0 | 0 | 0 | 0 |  | 2026 | 0 | 0 | 0 | 0 | 0 | 0 | 0 |  | 2026 | 0 | 0 | 0.041 | 0 | 0.46 | 0 | 0 | 0 | 0 | 0 | 0 |  | 2026 | 0 | 0 | 9.934 | 0 | 0.221 | 0 | 0 | 0 | 0 |  | 2026 | 0 | 0 | 0 | 0 | 0 | 0 | 0 | 0 | 5
6) Variable O&M ($/Dk) = |  | 0 | 21) Avg. Dk/Part. Saved = | 2.898 |  | 13 |  | 2027 | 0 | 4.497 | 0 | 0 | 0 | 0 | 0 | 160 | 0 | 0 | 2.957 | 0 | 0 | 0 | 0 | 0 |  | 2027 | 0 | 0 | 0 | 0 | 0 | 0 | 0 |  | 2027 | 0 | 0 | 0.043 | 0 | 0.47 | 0 | 0 | 0 | 0 | 0 | 0 |  | 2027 | 0 | 0 | 10.281 | 0 | 0.228 | 0 | 0 | 0 | 0 |  | 2027 | 0 | 0 | 0 | 0 | 0 | 0 | 0 | 0
Escalation Rate = |  | 0% |  |  |  | 14 |  | 2028 | 0 | 4.654 | 0 | 0 | 0 | 0 | 0 | 162 | 0 | 0 | 3.061 | 0 | 0 | 0 | 0 | 0 |  | 2028 | 0 | 0 | 0 | 0 | 0 | 0 | 0 |  | 2028 | 0 | 0 | 0.044 | 0 | 0.481 | 0 | 0 | 0 | 0 | 0 | 0 |  | 2028 | 0 | 0 | 10.641 | 0 | 0.236 | 0 | 0 | 0 | 0 |  | 2028 | 0 | 0 | 0 | 0 | 0 | 0 | 0 | 0
|  |  | 22) Avg Non-Gas Fuel Units/Part. Saved = | 2.1 |  | 15 |  | 2029 | 0 | 4.817 | 0 | 0 | 0 | 0 | 0 | 164 | 0 | 0 | 3.168 | 0 | 0 | 0 | 0 | 0 |  | 2029 | 0 | 0 | 0 | 0 | 0 | 0 | 0 |  | 2029 | 0 | 0 | 0.046 | 0 | 0.492 | 0 | 0 | 0 | 0 | 0 | 0 |  | 2029 | 0 | 0 | 11.014 | 0 | 0.245 | 0 | 0 | 0 | 0 |  | 2029 | 0 | 0 | 0 | 0 | 0 | 0 | 0 | 0
7) Non-Gas Fuel Cost ($/Fuel Unit) = |  | 0.02589 | 22a) Avg Additional Non-Gas Fuel Units/ Part. Used = | 0 |  | 16 |  | 2030 | 0 | 4.986 | 0 | 0 | 0 | 0 | 0 | 165 | 0 | 0 | 3.279 | 0 | 0 | 0 | 0 | 0 |  | 2030 | 0 | 0 | 0 | 0 | 0 | 0 | 0 |  | 2030 | 0 | 0 | 0.047 | 0 | 0.504 | 0 | 0 | 0 | 0 | 0 | 0 |  | 2030 | 0 | 0 | 11.399 | 0 | 0.253 | 0 | 0 | 0 | 0 |  | 2030 | 0 | 0 | 0 | 0 | 0 | 0 | 0 | 0
Escalation Rate = |  | 3.5% |  |  |  | 17 |  | 2031 | 0 | 5.16 | 0 | 0 | 0 | 0 | 0 | 167 | 0 | 0 | 3.394 | 0 | 0 | 0 | 0 | 0 |  | 2031 | 0 | 0 | 0 | 0 | 0 | 0 | 0 |  | 2031 | 0 | 0 | 0.049 | 0 | 0.515 | 0 | 0 | 0 | 0 | 0 | 0 |  | 2031 | 0 | 0 | 11.798 | 0 | 0.262 | 0 | 0 | 0 | 0 |  | 2031 | 0 | 0 | 0 | 0 | 0 | 0 | 0 | 0
|  |  | 23) Number of Participants = | 196 |  | 18 |  | 2032 | 0 | 5.341 | 0 | 0 | 0 | 0 | 0 | 169 | 0 | 0 | 3.513 | 0 | 0 | 0 | 0 | 0 |  | 2032 | 0 | 0 | 0 | 0 | 0 | 0 | 0 |  | 2032 | 0 | 0 | 0.051 | 0 | 0.527 | 0 | 0 | 0 | 0 | 0 | 0 |  | 2032 | 0 | 0 | 12.211 | 0 | 0.271 | 0 | 0 | 0 | 0 |  | 2032 | 0 | 0 | 0 | 0 | 0 | 0 | 0 | 0 | 6
8) Non-Gas Fuel Loss Factor |  | 5.1% |  |  |  | 19 |  | 2033 | 0 | 5.528 | 0 | 0 | 0 | 0 | 0 | 170 | 0 | 0 | 3.635 | 0 | 0 | 0 | 0 | 0 |  | 2033 | 0 | 0 | 0 | 0 | 0 | 0 | 0 |  | 2033 | 0 | 0 | 0.052 | 0 | 0.539 | 0 | 0 | 0 | 0 | 0 | 0 |  | 2033 | 0 | 0 | 12.639 | 0 | 0.281 | 0 | 0 | 0 | 0 |  | 2033 | 0 | 0 | 0 | 0 | 0 | 0 | 0 | 0 | 7
|  |  | 24) Total Annual Dk Saved = | 568 |  | 20 |  | 2034 | 0 | 5.721 | 0 | 0 | 0 | 0 | 0 | 172 | 0 | 0 | 3.763 | 0 | 0 | 0 | 0 | 0 |  | 2034 | 0 | 0 | 0 | 0 | 0 | 0 | 0 |  | 2034 | 0 | 0 | 0.054 | 0 | 0.552 | 0 | 0 | 0 | 0 | 0 | 0 |  | 2034 | 0 | 0 | 13.081 | 0 | 0.291 | 0 | 0 | 0 | 0 |  | 2034 | 0 | 0 | 0 | 0 | 0 | 0 | 0 | 0 | 8
9) Gas Environmental Damage Factor = |  | 0.35 |  |  |  | 21 |  | 2035 | 0 | 5.922 | 0 | 0 | 0 | 0 | 0 | 174 | 0 | 0 | 3.894 | 0 | 0 | 0 | 0 | 0 |  | 2035 | 0 | 0 | 0 | 0 | 0 | 0 | 0 |  | 2035 | 0 | 0 | 0.056 | 0 | 0.564 | 0 | 0 | 0 | 0 | 0 | 0 |  | 2035 | 0 | 0 | 13.539 | 0 | 0.301 | 0 | 0 | 0 | 0 |  | 2035 | 0 | 0 | 0 | 0 | 0 | 0 | 0 | 0
Escalation Rate = |  | 2.3% | 25) Incentive/Participant = | 20 |  | 22 |  | 2036 | 0 | 6.129 | 0 | 0 | 0 | 0 | 0 | 175 | 0 | 0 | 4.031 | 0 | 0 | 0 | 0 | 0 |  | 2036 | 0 | 0 | 0 | 0 | 0 | 0 | 0 |  | 2036 | 0 | 0 | 0.058 | 0 | 0.577 | 0 | 0 | 0 | 0 | 0 | 0 |  | 2036 | 0 | 0 | 14.013 | 0 | 0.311 | 0 | 0 | 0 | 0 |  | 2036 | 0 | 0 | 0 | 0 | 0 | 0 | 0 | 0
9
10) Non Gas Fuel Environmental Damage Factor = |  | 0 | 26) Distribution Delivery Charge | 1.891 |  |  | Total = | (A): 5680; (J): 29033; (O): 12891; (P): 16142 | Total = |  |  |  | 29033 |  |  | 4119 | 24914 | Total = | [7 empty] | 31483 |  |  | 11959 | 19524 | Total = |  |  | 5680 |  |  |  |  | 51603 | 11760 | 39843 |  |  |  |  | Total = | 29173 |  |  | 11959 | 17214
Escalation Rate = |  | 0% | [5 empty] | (H): NPV =; (J): 21294; (O): 10532; (P): 10762 |  |  |  | NPV = | 21294 |  |  | 4119 | 17175 | [7 empty] | NPV = | 26815 |  |  | 11959 | 14856 | [7 empty] | NPV = | 35296 | 11760 | 23536 |  |  |  |  | NPV = | 21396 |  |  | 11959 | 9437 | 10
|  |  | 27) Effective Income Tax Rate = | 35%
11) Participant Discount Rate = |  | 10% | (Federal & State Taxes) |  |  |  | Total NPV = | (B): 10762 | Total NPV = |  |  | 17175 | [5 empty] | Total NPV = |  |  | 14856 | [9 empty] | Total NPV = |  |  | 23536 | [7 empty] | Total NPV = |  |  | 9437
[7 empty] | Benefit/Cost Ratio = | (B): 2.02 | Benefit/Cost Ratio = |  |  | 5.17 | [5 empty] | Benefit/Cost Ratio = |  |  | 2.24 | [9 empty] | Benefit/Cost Ratio = |  |  | 3.0014 | [7 empty] | Benefit/Cost Ratio = |  |  | 1.79 | [6 empty] | 11
12) Utility Discount Rate = |  | 7.216% | Test Results | NPV | B/C | [62 empty] | 12
|  |  | Ratepayer Impact Measure Test | 10762 | 2.02 | [62 empty] | 13
13) Societal Discount Rate = |  | 3.56% | Utility Cost Test | 17175 | 5.17 | Worksheet Calculations | [18 empty] | Worksheet Calculations | [8 empty] | Worksheet Calculations | [12 empty] | Worksheet Calculations | [10 empty] | Worksheet Calculations | [9 empty] | 14 | bar: Year to (L)
|  |  | Societal Test | 14856 | 2.24 | (A) | = Average Dk/Participant Saved (21) x Number of Participants (23) for Project Life (20) | (H): (I); (I): = (G) x (H) | (A) | = Table 1 (F) | [7 empty] | (A) | = Table 1 (F) | [5 empty] | (H) | = Table 2 (F) |  |  |  |  | (A) | = Table 1 (N) | [9 empty] | (A) | = Table 1 (F)
14) General Input Data Year = |  | 2014 | Participant Test | 23536 | 3.0014 | (B) | = Commodity Cost (3) escalated | (H): (J); (I): = (F) + (I) | (B) | = Table 1 (I) | [7 empty] | (G) | = Table 1 (I) | [5 empty] | (I) | = Direct Part. Costs (17) x No. of Part. (23) - Table 1 (N) |  |  |  |  | (B) | = Table 1 (A) | [9 empty] | (B) | = Table 1 (I)
|  |  | Total Resource Cost Test | 9437 | 1.79 | (C) | = (A) x (B) | (H): (K); (I): = Distribution Delivery Charge (26) escalated. | (C) | = Table 1 (J) | [7 empty] | (C) | = Non-Gas Fuel Cost (7), adjusted for losses (8), escalated.. | [5 empty] | (J) | = (H) + (I) |  |  |  |  | (C) | = Retail Rate (1) escalated. | [9 empty] | (C) | = Table 3 (D)
15) Project Analysis Year 1 = |  | 2016 |  |  |  | (D) | = Variable O&M Cost (6), escalated | (H): (L); (I): = (A) x (K) x (1-Inverse of Tax Rate (27) | (D) | = Table 1 (M) | [7 empty] | (D) | = (C) x [Avg. Non-Gas Fuel Units/Part.Saved (22) x No. of Part. (23) | [5 empty] | (K) | = (G) - (J) |  |  |  |  | (D) | =(B) x (C) | [9 empty] | (D) | = (A) + (B) + (C)
[6 empty] | (E) | = (A) x (D) | (H): (M); (I): = Admin & Operating Costs (16a) | (E) | = Table 1 (N) | [7 empty] | (E) | = Gas Environmental Damage Factor (9), escalated | [11 empty] | (E) | = Non-Gas Fuel Retail Rate (2), escalated. | [9 empty] | (E) | = Table 3 (H)
[6 empty] | (F) | = (C) + (E) | (H): (N); (I): = Incentive Costs (16b) | (F) | = (D) + (E) | [7 empty] | (F) | = Table 1 (A) x (E) | [11 empty] | (F) | = (E) x [Avg. Non-Gas Fuel Units/Part.Saved (22) x No. of Part. (23) | [9 empty] | (F) | = Table 3 (I) | [8 empty] | 15
[6 empty] | (G) | = (A) x Peak Reduction Factor (5) | (H): (O); (I): = (L) + (M) + (N) | (G) | = (C) - (F) | [7 empty] | (G) | = (A) + (B) + (D) + (F) | [11 empty] | (G) | = (A) + (D) + (F) | [9 empty] | (G) | = (E) + (F) | [8 empty] | 16
[6 empty] | (H) | = Demand Cost (4) escalated. | (H): (P); (I): = (J) - (O) | [22 empty] | (H) | = Direct Participant Costs (17) x Number of Participants (23) | [9 empty] | (H) | = (D) - (G) | [8 empty] | 17
[47 empty] | (I) | = (G) - (H)
Note on N14: mulkernr: no escalation because using projected gas cost.
Note on T14: mulkernr: no escalatipm beciase using 2016 cost

## Energy Audits
NATURAL GAS CONSERVATION PROGRAMS/DEMAND-SIDE MANAGEMENT | [6 empty] | Table 1 | [17 empty] | Table 2 | [8 empty] | Table 3 | [12 empty] | Table 4 | [10 empty] | Table 5
BEN/COST ANALYSIS FOR GAS CONSERVATION | [6 empty] | Ratepayer Impact Measure Test | [17 empty] | Utility Cost Test | [8 empty] | Societal Test | [12 empty] | Participant Test | [10 empty] | Total Resource Cost Test
Company: | Montana-Dakota Utilities Co. | [5 empty] | Company: |  | Montana-Dakota Utilities Co. | [15 empty] | Company: |  | Montana-Dakota Utilities Co. | [6 empty] | Company: |  | Montana-Dakota Utilities Co. | [11 empty] | Company: | Montana-Dakota Utilities Co. | [9 empty] | Company: | Montana-Dakota Utilities Co.
Project: | Energy Audit | [5 empty] | Project: |  | Energy Audit | [15 empty] | Project: |  | Energy Audit | [6 empty] | Project: |  | Energy Audit | [11 empty] | Project: | Energy Audit | [9 empty] | Project: | Energy Audit
Program Years: | 2016 Actual
[10 empty] | Benefits | [9 empty] | Costs | [6 empty] | Benefits |  |  | Costs | [5 empty] | Benefits | [6 empty] | Costs | [5 empty] | Benefits | [6 empty] | Costs |  |  |  | Benefits |  |  |  | Costs
Input Data |  |  |  | 2016 | [19 empty] | Annual | [8 empty] | Annual |  |  |  |  | Non-Gas | [7 empty] | Annual | [10 empty] | Annual | [9 empty] | Annual
[9 empty] | Total | Gas | Gas | Variable | Variable | Total | Peak Dk | Demand | Total |  | Distribution |  | Program |  | Total | Benefits |  |  | Total | Total | Annual | Program |  | Utility | Benefits |  |  | Total | Total | Energy | Non-Gas | Environmental | Environmental | Annual | Utility | Participants' | Annual | Benefits |  |  |  | Total |  | Gas | Non-Gas | Non-Gas | Total | Direct | Benefits |  |  | Total | Total | Non-Gas | Total | Utility | Participants' |  | Benefits
1) Retail Rate ($/Dk) = |  | 6.574 | 16) Utility Project Costs | [5 empty] | Energy | Commodity | Commodity | O & M | O & M | Energy | Demand | Savings | Demand | Total | Delivery | Lost | Admin | Incentive | Program | Less |  |  | Energy | Demand | Total | Admin | Incentive | Program | Less |  |  | Energy | Demand | Savings | Energy | Damage | Damage | Total | Program | Costs Net | Total | Less |  |  | Incentives | Energy | Retail | Bill | Fuel | Energy | Annual | Participant | Less |  |  | Energy | Demand | Energy | Annual | Program | Costs Net | Total | Less
Escalation Rate = |  | 3.5% | 16a) Administrative & Operating Costs = | 587 |  | t |  |  | Reduction | Cost/Dk | Savings | Cost/Dk | Savings | Savings | Reduction | Per Unit | Savings | Savings | Charge | Margin | Costs | Costs | Costs | Costs |  |  | Savings | Savings | Savings | Costs | Costs | Costs | Costs |  |  | Savings | Savings | ($/Part.) | Savings | Savings/Dk | Savings | Savings | Costs | of Rebate | Costs | Costs |  |  | Received | Reduction | Rate | Savings | Retail Rate | Savings | Benefits | Costs | Costs |  |  | Savings | Savings | Savings | Benefits | Costs | of Rebate | Costs | Costs
|  |  | 16b) Program Costs = | 11559 |  |  |  | Year | (A) | (B) | (C) | (D) | (E) | (F) | (G) | (H) | (I) | (J) | (K) | (L) | (M) | (N) | (O) | (P) |  | Year | (A) | (B) | (C) | (D) | (E) | (F) | (G) |  | Year | (A) | (B) | (C) | (D) | (E) | (F) | (G) | (H) | (I) | (J) | (K) |  | Year | (A) | (B) | (C) | (D) | (E) | (F) | (G) | (H) | (I) |  | Year | (A) | (B) | (C) | (D) | (E) | (F) | (G) | (H)
2) Non-Gas Fuel Retail Rate ($/Fuel Unit) = |  | 0.14609 | 16c) Total Utility Project Costs = | 12146
Escalation Rate = |  | 3.5% |  |  |  | 2 |  | 2016 | 0 | 2.976 | 0 | 0 | 0 | 0 | 0 | 142 | 0 | 0 | 2.026 | 0 | 587 | 11559 | 12146 | -12146 |  | 2016 | 0 | 0 | 0 | 587 | 11559 | 12146 | -12146 |  | 2016 | 0 | 0 | 0.029 | 0 | 0.366 | 0 | 0 | 12146 | 1550 | 13696 | -13696 |  | 2016 | 0 | 0 | 7.042 | 0 | 0.156 | 0 | 0 | 1550 | -1550 |  | 2016 | 0 | 0 | 0 | 0 | 12146 | 1550 | 13696 | -13696
Non-Gas Fuel Units (ie. kWh,Gallons, etc) = |  | Kwh | 17) Direct Participant Costs ($/Part.) = | 50 |  | 3 |  | 2017 | 0 | 3.188 | 0 | 0 | 0 | 0 | 0 | 145 | 0 | 0 | 2.097 | 0 | 0 | 0 | 0 | 0 |  | 2017 | 0 | 0 | 0 | 0 | 0 | 0 | 0 |  | 2017 | 0 | 0 | 0.03 | 0 | 0.375 | 0 | 0 | 0 | 0 | 0 | 0 |  | 2017 | 0 | 0 | 7.289 | 0 | 0.162 | 0 | 0 | 0 | 0 |  | 2017 | 0 | 0 | 0 | 0 | 0 | 0 | 0 | 0
[6 empty] | 4 |  | 2018 | 0 | 3.3 | 0 | 0 | 0 | 0 | 0 | 147 | 0 | 0 | 2.17 | 0 | 0 | 0 | 0 | 0 |  | 2018 | 0 | 0 | 0 | 0 | 0 | 0 | 0 |  | 2018 | 0 | 0 | 0.031 | 0 | 0.383 | 0 | 0 | 0 | 0 | 0 | 0 |  | 2018 | 0 | 0 | 7.544 | 0 | 0.168 | 0 | 0 | 0 | 0 |  | 2018 | 0 | 0 | 0 | 0 | 0 | 0 | 0 | 0
3) Commodity Cost ($/Dk) = |  | 2.976 | 18) Participant Non-Energy Costs (Annual $/Part.) = | 0 |  | 5 |  | 2019 | 0 | 3.415 | 0 | 0 | 0 | 0 | 0 | 148 | 0 | 0 | 2.246 | 0 | 0 | 0 | 0 | 0 |  | 2019 | 0 | 0 | 0 | 0 | 0 | 0 | 0 |  | 2019 | 0 | 0 | 0.032 | 0 | 0.392 | 0 | 0 | 0 | 0 | 0 | 0 |  | 2019 | 0 | 0 | 7.808 | 0 | 0.174 | 0 | 0 | 0 | 0 |  | 2019 | 0 | 0 | 0 | 0 | 0 | 0 | 0 | 0
Escalation Rate = |  | 3.5% | Escalation Rate = | 0% |  | 6 |  | 2020 | 0 | 3.535 | 0 | 0 | 0 | 0 | 0 | 150 | 0 | 0 | 2.325 | 0 | 0 | 0 | 0 | 0 |  | 2020 | 0 | 0 | 0 | 0 | 0 | 0 | 0 |  | 2020 | 0 | 0 | 0.034 | 0 | 0.401 | 0 | 0 | 0 | 0 | 0 | 0 |  | 2020 | 0 | 0 | 8.081 | 0 | 0.18 | 0 | 0 | 0 | 0 |  | 2020 | 0 | 0 | 0 | 0 | 0 | 0 | 0 | 0 | t
[6 empty] | 7 |  | 2021 | 0 | 3.658 | 0 | 0 | 0 | 0 | 0 | 151 | 0 | 0 | 2.406 | 0 | 0 | 0 | 0 | 0 |  | 2021 | 0 | 0 | 0 | 0 | 0 | 0 | 0 |  | 2021 | 0 | 0 | 0.035 | 0 | 0.41 | 0 | 0 | 0 | 0 | 0 | 0 |  | 2021 | 0 | 0 | 8.364 | 0 | 0.186 | 0 | 0 | 0 | 0 |  | 2021 | 0 | 0 | 0 | 0 | 0 | 0 | 0 | 0
4) Demand Cost ($/Unit/Yr) = |  | 142.34 | 19) Participant Non-Energy Savings (Annual $/Part) = | 0 |  | 8 |  | 2022 | 0 | 3.786 | 0 | 0 | 0 | 0 | 0 | 153 | 0 | 0 | 2.49 | 0 | 0 | 0 | 0 | 0 |  | 2022 | 0 | 0 | 0 | 0 | 0 | 0 | 0 |  | 2022 | 0 | 0 | 0.036 | 0 | 0.42 | 0 | 0 | 0 | 0 | 0 | 0 |  | 2022 | 0 | 0 | 8.657 | 0 | 0.192 | 0 | 0 | 0 | 0 |  | 2022 | 0 | 0 | 0 | 0 | 0 | 0 | 0 | 0
Escalation Rate = |  | 1% | Escalation Rate = | 0% |  | 9 |  | 2023 | 0 | 3.919 | 0 | 0 | 0 | 0 | 0 | 154 | 0 | 0 | 2.577 | 0 | 0 | 0 | 0 | 0 |  | 2023 | 0 | 0 | 0 | 0 | 0 | 0 | 0 |  | 2023 | 0 | 0 | 0.037 | 0 | 0.429 | 0 | 0 | 0 | 0 | 0 | 0 |  | 2023 | 0 | 0 | 8.96 | 0 | 0.199 | 0 | 0 | 0 | 0 |  | 2023 | 0 | 0 | 0 | 0 | 0 | 0 | 0 | 0 | 2
[6 empty] | 10 |  | 2024 | 0 | 4.056 | 0 | 0 | 0 | 0 | 0 | 156 | 0 | 0 | 2.667 | 0 | 0 | 0 | 0 | 0 |  | 2024 | 0 | 0 | 0 | 0 | 0 | 0 | 0 |  | 2024 | 0 | 0 | 0.038 | 0 | 0.439 | 0 | 0 | 0 | 0 | 0 | 0 |  | 2024 | 0 | 0 | 9.273 | 0 | 0.206 | 0 | 0 | 0 | 0 |  | 2024 | 0 | 0 | 0 | 0 | 0 | 0 | 0 | 0 | 3
5) Peak Reduction Factor = |  | 1% | 20) Project Life (Years) = |  |  | 11 |  | 2025 | 0 | 4.198 | 0 | 0 | 0 | 0 | 0 | 157 | 0 | 0 | 2.761 | 0 | 0 | 0 | 0 | 0 |  | 2025 | 0 | 0 | 0 | 0 | 0 | 0 | 0 |  | 2025 | 0 | 0 | 0.04 | 0 | 0.449 | 0 | 0 | 0 | 0 | 0 | 0 |  | 2025 | 0 | 0 | 9.598 | 0 | 0.213 | 0 | 0 | 0 | 0 |  | 2025 | 0 | 0 | 0 | 0 | 0 | 0 | 0 | 0 | 4
[6 empty] | 12 |  | 2026 | 0 | 4.345 | 0 | 0 | 0 | 0 | 0 | 159 | 0 | 0 | 2.857 | 0 | 0 | 0 | 0 | 0 |  | 2026 | 0 | 0 | 0 | 0 | 0 | 0 | 0 |  | 2026 | 0 | 0 | 0.041 | 0 | 0.46 | 0 | 0 | 0 | 0 | 0 | 0 |  | 2026 | 0 | 0 | 9.934 | 0 | 0.221 | 0 | 0 | 0 | 0 |  | 2026 | 0 | 0 | 0 | 0 | 0 | 0 | 0 | 0 | 5
6) Variable O&M ($/Dk) = |  | 0 | 21) Avg. Dk/Part. Saved = |  |  | 13 |  | 2027 | 0 | 4.497 | 0 | 0 | 0 | 0 | 0 | 160 | 0 | 0 | 2.957 | 0 | 0 | 0 | 0 | 0 |  | 2027 | 0 | 0 | 0 | 0 | 0 | 0 | 0 |  | 2027 | 0 | 0 | 0.043 | 0 | 0.47 | 0 | 0 | 0 | 0 | 0 | 0 |  | 2027 | 0 | 0 | 10.281 | 0 | 0.228 | 0 | 0 | 0 | 0 |  | 2027 | 0 | 0 | 0 | 0 | 0 | 0 | 0 | 0
Escalation Rate = |  | 0% |  |  |  | 14 |  | 2028 | 0 | 4.654 | 0 | 0 | 0 | 0 | 0 | 162 | 0 | 0 | 3.061 | 0 | 0 | 0 | 0 | 0 |  | 2028 | 0 | 0 | 0 | 0 | 0 | 0 | 0 |  | 2028 | 0 | 0 | 0.044 | 0 | 0.481 | 0 | 0 | 0 | 0 | 0 | 0 |  | 2028 | 0 | 0 | 10.641 | 0 | 0.236 | 0 | 0 | 0 | 0 |  | 2028 | 0 | 0 | 0 | 0 | 0 | 0 | 0 | 0
|  |  | 22) Avg Non-Gas Fuel Units/Part. Saved = | 0 |  | 15 |  | 2029 | 0 | 4.817 | 0 | 0 | 0 | 0 | 0 | 164 | 0 | 0 | 3.168 | 0 | 0 | 0 | 0 | 0 |  | 2029 | 0 | 0 | 0 | 0 | 0 | 0 | 0 |  | 2029 | 0 | 0 | 0.046 | 0 | 0.492 | 0 | 0 | 0 | 0 | 0 | 0 |  | 2029 | 0 | 0 | 11.014 | 0 | 0.245 | 0 | 0 | 0 | 0 |  | 2029 | 0 | 0 | 0 | 0 | 0 | 0 | 0 | 0
7) Non-Gas Fuel Cost ($/Fuel Unit) = |  | 0.02589 | 22a) Avg Additional Non-Gas Fuel Units/ Part. Used = | 0 |  | 16 |  | 2030 | 0 | 4.986 | 0 | 0 | 0 | 0 | 0 | 165 | 0 | 0 | 3.279 | 0 | 0 | 0 | 0 | 0 |  | 2030 | 0 | 0 | 0 | 0 | 0 | 0 | 0 |  | 2030 | 0 | 0 | 0.047 | 0 | 0.504 | 0 | 0 | 0 | 0 | 0 | 0 |  | 2030 | 0 | 0 | 11.399 | 0 | 0.253 | 0 | 0 | 0 | 0 |  | 2030 | 0 | 0 | 0 | 0 | 0 | 0 | 0 | 0
Escalation Rate = |  | 3.5% |  |  |  | 17 |  | 2031 | 0 | 5.16 | 0 | 0 | 0 | 0 | 0 | 167 | 0 | 0 | 3.394 | 0 | 0 | 0 | 0 | 0 |  | 2031 | 0 | 0 | 0 | 0 | 0 | 0 | 0 |  | 2031 | 0 | 0 | 0.049 | 0 | 0.515 | 0 | 0 | 0 | 0 | 0 | 0 |  | 2031 | 0 | 0 | 11.798 | 0 | 0.262 | 0 | 0 | 0 | 0 |  | 2031 | 0 | 0 | 0 | 0 | 0 | 0 | 0 | 0
|  |  | 23) Number of Participants = | 31 |  | 18 |  | 2032 | 0 | 5.341 | 0 | 0 | 0 | 0 | 0 | 169 | 0 | 0 | 3.513 | 0 | 0 | 0 | 0 | 0 |  | 2032 | 0 | 0 | 0 | 0 | 0 | 0 | 0 |  | 2032 | 0 | 0 | 0.051 | 0 | 0.527 | 0 | 0 | 0 | 0 | 0 | 0 |  | 2032 | 0 | 0 | 12.211 | 0 | 0.271 | 0 | 0 | 0 | 0 |  | 2032 | 0 | 0 | 0 | 0 | 0 | 0 | 0 | 0 | 6
8) Non-Gas Fuel Loss Factor |  | 5.1% |  |  |  | 19 |  | 2033 | 0 | 5.528 | 0 | 0 | 0 | 0 | 0 | 170 | 0 | 0 | 3.635 | 0 | 0 | 0 | 0 | 0 |  | 2033 | 0 | 0 | 0 | 0 | 0 | 0 | 0 |  | 2033 | 0 | 0 | 0.052 | 0 | 0.539 | 0 | 0 | 0 | 0 | 0 | 0 |  | 2033 | 0 | 0 | 12.639 | 0 | 0.281 | 0 | 0 | 0 | 0 |  | 2033 | 0 | 0 | 0 | 0 | 0 | 0 | 0 | 0 | 7
|  |  | 24) Total Annual Dk Saved = | 0 |  | 20 |  | 2034 | 0 | 5.721 | 0 | 0 | 0 | 0 | 0 | 172 | 0 | 0 | 3.763 | 0 | 0 | 0 | 0 | 0 |  | 2034 | 0 | 0 | 0 | 0 | 0 | 0 | 0 |  | 2034 | 0 | 0 | 0.054 | 0 | 0.552 | 0 | 0 | 0 | 0 | 0 | 0 |  | 2034 | 0 | 0 | 13.081 | 0 | 0.291 | 0 | 0 | 0 | 0 |  | 2034 | 0 | 0 | 0 | 0 | 0 | 0 | 0 | 0 | 8
9) Gas Environmental Damage Factor = |  | 0.35 |  |  |  | 21 |  | 2035 | 0 | 5.922 | 0 | 0 | 0 | 0 | 0 | 174 | 0 | 0 | 3.894 | 0 | 0 | 0 | 0 | 0 |  | 2035 | 0 | 0 | 0 | 0 | 0 | 0 | 0 |  | 2035 | 0 | 0 | 0.056 | 0 | 0.564 | 0 | 0 | 0 | 0 | 0 | 0 |  | 2035 | 0 | 0 | 13.539 | 0 | 0.301 | 0 | 0 | 0 | 0 |  | 2035 | 0 | 0 | 0 | 0 | 0 | 0 | 0 | 0
Escalation Rate = |  | 2.3% | 25) Incentive/Participant = | 373 |  | 22 |  | 2036 | 0 | 6.129 | 0 | 0 | 0 | 0 | 0 | 175 | 0 | 0 | 4.031 | 0 | 0 | 0 | 0 | 0 |  | 2036 | 0 | 0 | 0 | 0 | 0 | 0 | 0 |  | 2036 | 0 | 0 | 0.058 | 0 | 0.577 | 0 | 0 | 0 | 0 | 0 | 0 |  | 2036 | 0 | 0 | 14.013 | 0 | 0.311 | 0 | 0 | 0 | 0 |  | 2036 | 0 | 0 | 0 | 0 | 0 | 0 | 0 | 0
9
10) Non Gas Fuel Environmental Damage Factor = |  | 0 | 26) Distribution Delivery Charge | 1.891 |  |  | Total = | (A): 0; (J): 0; (O): 12146; (P): -12146 | Total = |  |  |  | 0 |  |  | 12146 | -12146 | Total = | [7 empty] | 0 |  |  | 13696 | -13696 | Total = |  |  | 0 |  |  |  |  | 0 | 1550 | -1550 |  |  |  |  | Total = | 0 |  |  | 13696 | -13696
Escalation Rate = |  | 0% | [5 empty] | (H): NPV =; (J): 0; (O): 12146; (P): -12146 |  |  |  | NPV = | 0 |  |  | 12146 | -12146 | [7 empty] | NPV = | 0 |  |  | 13696 | -13696 | [7 empty] | NPV = | 0 | 1550 | -1550 |  |  |  |  | NPV = | 0 |  |  | 13696 | -13696 | 10
|  |  | 27) Effective Income Tax Rate = | 35%
11) Participant Discount Rate = |  | 10% | (Federal & State Taxes) |  |  |  | Total NPV = | (B): -12146 | Total NPV = |  |  | -12146 | [5 empty] | Total NPV = |  |  | -13696 | [9 empty] | Total NPV = |  |  | -1550 | [7 empty] | Total NPV = |  |  | -13696
[7 empty] | Benefit/Cost Ratio = | (B): 0 | Benefit/Cost Ratio = |  |  | 0 | [5 empty] | Benefit/Cost Ratio = |  |  | 0 | [9 empty] | Benefit/Cost Ratio = |  |  | 0 | [7 empty] | Benefit/Cost Ratio = |  |  | 0 | [6 empty] | 11
12) Utility Discount Rate = |  | 7.216% | Test Results | NPV | B/C | [62 empty] | 12
|  |  | Ratepayer Impact Measure Test | -12146 | 0 | [62 empty] | 13
13) Societal Discount Rate = |  | 3.56% | Utility Cost Test | -12146 | 0 | Worksheet Calculations | [18 empty] | Worksheet Calculations | [8 empty] | Worksheet Calculations | [12 empty] | Worksheet Calculations | [10 empty] | Worksheet Calculations | [9 empty] | 14 | bar: Year to (L)
|  |  | Societal Test | -13696 | 0 | (A) | = Average Dk/Participant Saved (21) x Number of Participants (23) for Project Life (20) | (H): (I); (I): = (G) x (H) | (A) | = Table 1 (F) | [7 empty] | (A) | = Table 1 (F) | [5 empty] | (H) | = Table 2 (F) |  |  |  |  | (A) | = Table 1 (N) | [9 empty] | (A) | = Table 1 (F)
14) General Input Data Year = |  | 2014 | Participant Test | -1550 | 0 | (B) | = Commodity Cost (3) escalated | (H): (J); (I): = (F) + (I) | (B) | = Table 1 (I) | [7 empty] | (G) | = Table 1 (I) | [5 empty] | (I) | = Direct Part. Costs (17) x No. of Part. (23) - Table 1 (N) |  |  |  |  | (B) | = Table 1 (A) | [9 empty] | (B) | = Table 1 (I)
|  |  | Total Resource Cost Test | -13696 | 0 | (C) | = (A) x (B) | (H): (K); (I): = Distribution Delivery Charge (26) escalated. | (C) | = Table 1 (J) | [7 empty] | (C) | = Non-Gas Fuel Cost (7), adjusted for losses (8), escalated.. | [5 empty] | (J) | = (H) + (I) |  |  |  |  | (C) | = Retail Rate (1) escalated. | [9 empty] | (C) | = Table 3 (D)
15) Project Analysis Year 1 = |  | 2016 |  |  |  | (D) | = Variable O&M Cost (6), escalated | (H): (L); (I): = (A) x (K) x (1-Inverse of Tax Rate (27) | (D) | = Table 1 (M) | [7 empty] | (D) | = (C) x [Avg. Non-Gas Fuel Units/Part.Saved (22) x No. of Part. (23) | [5 empty] | (K) | = (G) - (J) |  |  |  |  | (D) | =(B) x (C) | [9 empty] | (D) | = (A) + (B) + (C)
[6 empty] | (E) | = (A) x (D) | (H): (M); (I): = Admin & Operating Costs (16a) | (E) | = Table 1 (N) | [7 empty] | (E) | = Gas Environmental Damage Factor (9), escalated | [11 empty] | (E) | = Non-Gas Fuel Retail Rate (2), escalated. | [9 empty] | (E) | = Table 3 (H)
[6 empty] | (F) | = (C) + (E) | (H): (N); (I): = Incentive Costs (16b) | (F) | = (D) + (E) | [7 empty] | (F) | = Table 1 (A) x (E) | [11 empty] | (F) | = (E) x [Avg. Non-Gas Fuel Units/Part.Saved (22) x No. of Part. (23) | [9 empty] | (F) | = Table 3 (I) | [8 empty] | 15
[6 empty] | (G) | = (A) x Peak Reduction Factor (5) | (H): (O); (I): = (L) + (M) + (N) | (G) | = (C) - (F) | [7 empty] | (G) | = (A) + (B) + (D) + (F) | [11 empty] | (G) | = (A) + (D) + (F) | [9 empty] | (G) | = (E) + (F) | [8 empty] | 16
[6 empty] | (H) | = Demand Cost (4) escalated. | (H): (P); (I): = (J) - (O) | [22 empty] | (H) | = Direct Participant Costs (17) x Number of Participants (23) | [9 empty] | (H) | = (D) - (G) | [8 empty] | 17
[47 empty] | (I) | = (G) - (H)
Note on N14: mulkernr: no escalation because using projected gas cost.
Note on T14: mulkernr: no escalatipm beciase using 2016 cost

## Comm 95+ Furnace - New
NATURAL GAS CONSERVATION PROGRAMS/DEMAND-SIDE MANAGEMENT | [6 empty] | Table 1 | [17 empty] | Table 2 | [8 empty] | Table 3 | [12 empty] | Table 4 | [10 empty] | Table 5
BEN/COST ANALYSIS FOR GAS CONSERVATION | [6 empty] | Ratepayer Impact Measure Test | [17 empty] | Utility Cost Test | [8 empty] | Societal Test | [12 empty] | Participant Test | [10 empty] | Total Resource Cost Test
Company: | Montana-Dakota Utilities Co. | [5 empty] | Company: |  | Montana-Dakota Utilities Co. | [15 empty] | Company: |  | Montana-Dakota Utilities Co. | [6 empty] | Company: |  | Montana-Dakota Utilities Co. | [11 empty] | Company: | Montana-Dakota Utilities Co. | [9 empty] | Company: | Montana-Dakota Utilities Co.
Project: | Commercial 95+% AFUE Furnace - New | [5 empty] | Project: |  | Commercial 95+% AFUE Furnace - New | [15 empty] | Project: |  | Commercial 95+% AFUE Furnace - New | [6 empty] | Project: |  | Commercial 95+% AFUE Furnace - New | [11 empty] | Project: | Commercial 95+% AFUE Furnace - New | [9 empty] | Project: | Commercial 95+% AFUE Furnace - New
Program Years: | 2016 Actual
[10 empty] | Benefits | [9 empty] | Costs | [6 empty] | Benefits |  |  | Costs | [5 empty] | Benefits | [6 empty] | Costs | [5 empty] | Benefits | [6 empty] | Costs |  |  |  | Benefits |  |  |  | Costs
Input Data |  |  |  | 2016 | [19 empty] | Annual | [8 empty] | Annual |  |  |  |  | Non-Gas | [7 empty] | Annual | [10 empty] | Annual | [9 empty] | Annual
[9 empty] | Total | Gas | Gas | Variable | Variable | Total | Peak Dk | Demand | Total |  | Distribution |  | Program |  | Total | Benefits |  |  | Total | Total | Annual | Program |  | Utility | Benefits |  |  | Total | Total | Energy | Non-Gas | Environmental | Environmental | Annual | Utility | Participants' | Annual | Benefits |  |  |  | Total |  | Gas | Non-Gas | Non-Gas | Total | Direct | Benefits |  |  | Total | Total | Non-Gas | Total | Utility | Participants' |  | Benefits
1) Retail Rate ($/Dk) = |  | 5.663 | 16) Utility Project Costs | [5 empty] | Energy | Commodity | Commodity | O & M | O & M | Energy | Demand | Savings | Demand | Total | Delivery | Lost | Admin | Incentive | Program | Less |  |  | Energy | Demand | Total | Admin | Incentive | Program | Less |  |  | Energy | Demand | Savings | Energy | Damage | Damage | Total | Program | Costs Net | Total | Less |  |  | Incentives | Energy | Retail | Bill | Fuel | Energy | Annual | Participant | Less |  |  | Energy | Demand | Energy | Annual | Program | Costs Net | Total | Less
Escalation Rate = |  | 3.5% | 16a) Administrative & Operating Costs = | 30 |  | t |  |  | Reduction | Cost/Dk | Savings | Cost/Dk | Savings | Savings | Reduction | Per Unit | Savings | Savings | Charge | Margin | Costs | Costs | Costs | Costs |  |  | Savings | Savings | Savings | Costs | Costs | Costs | Costs |  |  | Savings | Savings | ($/Part.) | Savings | Savings/Dk | Savings | Savings | Costs | of Rebate | Costs | Costs |  |  | Received | Reduction | Rate | Savings | Retail Rate | Savings | Benefits | Costs | Costs |  |  | Savings | Savings | Savings | Benefits | Costs | of Rebate | Costs | Costs
|  |  | 16b) Incentive Costs = | 600 |  |  |  | Year | (A) | (B) | (C) | (D) | (E) | (F) | (G) | (H) | (I) | (J) | (K) | (L) | (M) | (N) | (O) | (P) |  | Year | (A) | (B) | (C) | (D) | (E) | (F) | (G) |  | Year | (A) | (B) | (C) | (D) | (E) | (F) | (G) | (H) | (I) | (J) | (K) |  | Year | (A) | (B) | (C) | (D) | (E) | (F) | (G) | (H) | (I) |  | Year | (A) | (B) | (C) | (D) | (E) | (F) | (G) | (H)
2) Non-Gas Fuel Retail Rate ($/Fuel Unit) = |  | 0.13915 | 16c) Total Utility Project Costs = | 630
Escalation Rate = |  | 3.5% |  |  |  | 2 |  | 2016 | 20 | 2.976 | 60 | 0 | 0 | 60 | 0.2 | 142 | 28 | 88 | 1.05 | 14 | 30 | 600 | 644 | -556 |  | 2016 | 60 | 28 | 88 | 30 | 600 | 630 | -542 |  | 2016 | 60 | 28 | 0.029 | 42 | 0.366 | 7 | 137 | 630 | 4 | 634 | -497 |  | 2016 | 600 | 20 | 6.066 | 121 | 0.149 | 218 | 939 | 604 | 335 |  | 2016 | 60 | 28 | 42 | 130 | 630 | 4 | 634 | -504
Non-Gas Fuel Units (ie. kWh,Gallons, etc) = |  | Kwh | 17) Direct Participant Costs ($/Part.) = | 302 |  | 3 |  | 2017 | 20 | 3.188 | 64 | 0 | 0 | 64 | 0.2 | 145 | 29 | 93 | 1.087 | 14 | 0 | 0 | 14 | 79 |  | 2017 | 64 | 29 | 93 | 0 | 0 | 0 | 93 |  | 2017 | 64 | 29 | 0.03 | 44 | 0.375 | 8 | 145 | 0 | 0 | 0 | 145 |  | 2017 | 0 | 20 | 6.279 | 126 | 0.154 | 225 | 351 | 0 | 351 |  | 2017 | 64 | 29 | 44 | 137 | 0 | 0 | 0 | 137
[6 empty] | 4 |  | 2018 | 20 | 3.3 | 66 | 0 | 0 | 66 | 0.2 | 147 | 29 | 95 | 1.125 | 15 | 0 | 0 | 15 | 80 |  | 2018 | 66 | 29 | 95 | 0 | 0 | 0 | 95 |  | 2018 | 66 | 29 | 0.031 | 45 | 0.383 | 8 | 148 | 0 | 0 | 0 | 148 |  | 2018 | 0 | 20 | 6.498 | 130 | 0.16 | 234 | 364 | 0 | 364 |  | 2018 | 66 | 29 | 45 | 140 | 0 | 0 | 0 | 140
3) Commodity Cost ($/Dk) = |  | 2.976 | 18) Participant Non-Energy Costs (Annual $/Part.) = | 0 |  | 5 |  | 2019 | 20 | 3.415 | 68 | 0 | 0 | 68 | 0.2 | 148 | 30 | 98 | 1.164 | 15 | 0 | 0 | 15 | 83 |  | 2019 | 68 | 30 | 98 | 0 | 0 | 0 | 98 |  | 2019 | 68 | 30 | 0.032 | 47 | 0.392 | 8 | 153 | 0 | 0 | 0 | 153 |  | 2019 | 0 | 20 | 6.726 | 135 | 0.165 | 242 | 377 | 0 | 377 |  | 2019 | 68 | 30 | 47 | 145 | 0 | 0 | 0 | 145
Escalation Rate = |  | 3.5% | Escalation Rate = | 0% |  | 6 |  | 2020 | 20 | 3.535 | 71 | 0 | 0 | 71 | 0.2 | 150 | 30 | 101 | 1.205 | 16 | 0 | 0 | 16 | 85 |  | 2020 | 71 | 30 | 101 | 0 | 0 | 0 | 101 |  | 2020 | 71 | 30 | 0.034 | 50 | 0.401 | 8 | 159 | 0 | 0 | 0 | 159 |  | 2020 | 0 | 20 | 6.961 | 139 | 0.171 | 250 | 389 | 0 | 389 |  | 2020 | 71 | 30 | 50 | 151 | 0 | 0 | 0 | 151 | t
[6 empty] | 7 |  | 2021 | 20 | 3.658 | 73 | 0 | 0 | 73 | 0.2 | 151 | 30 | 103 | 1.247 | 16 | 0 | 0 | 16 | 87 |  | 2021 | 73 | 30 | 103 | 0 | 0 | 0 | 103 |  | 2021 | 73 | 30 | 0.035 | 51 | 0.41 | 8 | 162 | 0 | 0 | 0 | 162 |  | 2021 | 0 | 20 | 7.205 | 144 | 0.177 | 259 | 403 | 0 | 403 |  | 2021 | 73 | 30 | 51 | 154 | 0 | 0 | 0 | 154
4) Demand Cost ($/Unit/Yr) = |  | 142.34 | 19) Participant Non-Energy Savings (Annual $/Part) = | 0 |  | 8 |  | 2022 | 20 | 3.786 | 76 | 0 | 0 | 76 | 0.2 | 153 | 31 | 107 | 1.29 | 17 | 0 | 0 | 17 | 90 |  | 2022 | 76 | 31 | 107 | 0 | 0 | 0 | 107 |  | 2022 | 76 | 31 | 0.036 | 53 | 0.42 | 8 | 168 | 0 | 0 | 0 | 168 |  | 2022 | 0 | 20 | 7.457 | 149 | 0.183 | 268 | 417 | 0 | 417 |  | 2022 | 76 | 31 | 53 | 160 | 0 | 0 | 0 | 160
Escalation Rate = |  | 1% | Escalation Rate = | 0% |  | 9 |  | 2023 | 20 | 3.919 | 78 | 0 | 0 | 78 | 0.2 | 154 | 31 | 109 | 1.336 | 17 | 0 | 0 | 17 | 92 |  | 2023 | 78 | 31 | 109 | 0 | 0 | 0 | 109 |  | 2023 | 78 | 31 | 0.037 | 54 | 0.429 | 9 | 172 | 0 | 0 | 0 | 172 |  | 2023 | 0 | 20 | 7.718 | 154 | 0.19 | 278 | 432 | 0 | 432 |  | 2023 | 78 | 31 | 54 | 163 | 0 | 0 | 0 | 163 | 2
[6 empty] | 10 |  | 2024 | 20 | 4.056 | 81 | 0 | 0 | 81 | 0.2 | 156 | 31 | 112 | 1.382 | 18 | 0 | 0 | 18 | 94 |  | 2024 | 81 | 31 | 112 | 0 | 0 | 0 | 112 |  | 2024 | 81 | 31 | 0.038 | 56 | 0.439 | 9 | 177 | 0 | 0 | 0 | 177 |  | 2024 | 0 | 20 | 7.988 | 160 | 0.196 | 287 | 447 | 0 | 447 |  | 2024 | 81 | 31 | 56 | 168 | 0 | 0 | 0 | 168 | 3
5) Peak Reduction Factor = |  | 1% | 20) Project Life (Years) = | 20 |  | 11 |  | 2025 | 20 | 4.198 | 84 | 0 | 0 | 84 | 0.2 | 157 | 31 | 115 | 1.431 | 19 | 0 | 0 | 19 | 96 |  | 2025 | 84 | 31 | 115 | 0 | 0 | 0 | 115 |  | 2025 | 84 | 31 | 0.04 | 59 | 0.449 | 9 | 183 | 0 | 0 | 0 | 183 |  | 2025 | 0 | 20 | 8.268 | 165 | 0.203 | 297 | 462 | 0 | 462 |  | 2025 | 84 | 31 | 59 | 174 | 0 | 0 | 0 | 174 | 4
[6 empty] | 12 |  | 2026 | 20 | 4.345 | 87 | 0 | 0 | 87 | 0.2 | 159 | 32 | 119 | 1.481 | 19 | 0 | 0 | 19 | 100 |  | 2026 | 87 | 32 | 119 | 0 | 0 | 0 | 119 |  | 2026 | 87 | 32 | 0.041 | 60 | 0.46 | 9 | 188 | 0 | 0 | 0 | 188 |  | 2026 | 0 | 20 | 8.557 | 171 | 0.21 | 307 | 478 | 0 | 478 |  | 2026 | 87 | 32 | 60 | 179 | 0 | 0 | 0 | 179 | 5
6) Variable O&M ($/Dk) = |  | 0 | 21) Avg. Dk/Part. Saved = | 10 |  | 13 |  | 2027 | 20 | 4.497 | 90 | 0 | 0 | 90 | 0.2 | 160 | 32 | 122 | 1.533 | 20 | 0 | 0 | 20 | 102 |  | 2027 | 90 | 32 | 122 | 0 | 0 | 0 | 122 |  | 2027 | 90 | 32 | 0.043 | 63 | 0.47 | 9 | 194 | 0 | 0 | 0 | 194 |  | 2027 | 0 | 20 | 8.857 | 177 | 0.218 | 319 | 496 | 0 | 496 |  | 2027 | 90 | 32 | 63 | 185 | 0 | 0 | 0 | 185
Escalation Rate = |  | 0% |  |  |  | 14 |  | 2028 | 20 | 4.654 | 93 | 0 | 0 | 93 | 0.2 | 162 | 32 | 125 | 1.586 | 21 | 0 | 0 | 21 | 104 |  | 2028 | 93 | 32 | 125 | 0 | 0 | 0 | 125 |  | 2028 | 93 | 32 | 0.044 | 64 | 0.481 | 10 | 199 | 0 | 0 | 0 | 199 |  | 2028 | 0 | 20 | 9.167 | 183 | 0.225 | 329 | 512 | 0 | 512 |  | 2028 | 93 | 32 | 64 | 189 | 0 | 0 | 0 | 189
|  |  | 22) Avg Non-Gas Fuel Units/Part. Saved = | 732 |  | 15 |  | 2029 | 20 | 4.817 | 96 | 0 | 0 | 96 | 0.2 | 164 | 33 | 129 | 1.642 | 21 | 0 | 0 | 21 | 108 |  | 2029 | 96 | 33 | 129 | 0 | 0 | 0 | 129 |  | 2029 | 96 | 33 | 0.046 | 67 | 0.492 | 10 | 206 | 0 | 0 | 0 | 206 |  | 2029 | 0 | 20 | 9.488 | 190 | 0.233 | 341 | 531 | 0 | 531 |  | 2029 | 96 | 33 | 67 | 196 | 0 | 0 | 0 | 196
7) Non-Gas Fuel Cost ($/Fuel Unit) = |  | 0.02589 | 22a) Avg Additional Non-Gas Fuel Units/ Part. Used = | 0 |  | 16 |  | 2030 | 20 | 4.986 | 100 | 0 | 0 | 100 | 0.2 | 165 | 33 | 133 | 1.699 | 22 | 0 | 0 | 22 | 111 |  | 2030 | 100 | 33 | 133 | 0 | 0 | 0 | 133 |  | 2030 | 100 | 33 | 0.047 | 69 | 0.504 | 10 | 212 | 0 | 0 | 0 | 212 |  | 2030 | 0 | 20 | 9.82 | 196 | 0.241 | 353 | 549 | 0 | 549 |  | 2030 | 100 | 33 | 69 | 202 | 0 | 0 | 0 | 202
Escalation Rate = |  | 3.5% |  |  |  | 17 |  | 2031 | 20 | 5.16 | 103 | 0 | 0 | 103 | 0.2 | 167 | 33 | 136 | 1.759 | 23 | 0 | 0 | 23 | 113 |  | 2031 | 103 | 33 | 136 | 0 | 0 | 0 | 136 |  | 2031 | 103 | 33 | 0.049 | 72 | 0.515 | 10 | 218 | 0 | 0 | 0 | 218 |  | 2031 | 0 | 20 | 10.163 | 203 | 0.25 | 366 | 569 | 0 | 569 |  | 2031 | 103 | 33 | 72 | 208 | 0 | 0 | 0 | 208
|  |  | 23) Number of Participants = | 2 |  | 18 |  | 2032 | 20 | 5.341 | 107 | 0 | 0 | 107 | 0.2 | 169 | 34 | 141 | 1.82 | 24 | 0 | 0 | 24 | 117 |  | 2032 | 107 | 34 | 141 | 0 | 0 | 0 | 141 |  | 2032 | 107 | 34 | 0.051 | 75 | 0.527 | 11 | 227 | 0 | 0 | 0 | 227 |  | 2032 | 0 | 20 | 10.519 | 210 | 0.258 | 378 | 588 | 0 | 588 |  | 2032 | 107 | 34 | 75 | 216 | 0 | 0 | 0 | 216 | 6
8) Non-Gas Fuel Loss Factor |  | 5.1% |  |  |  | 19 |  | 2033 | 20 | 5.528 | 111 | 0 | 0 | 111 | 0.2 | 170 | 34 | 145 | 1.884 | 24 | 0 | 0 | 24 | 121 |  | 2033 | 111 | 34 | 145 | 0 | 0 | 0 | 145 |  | 2033 | 111 | 34 | 0.052 | 76 | 0.539 | 11 | 232 | 0 | 0 | 0 | 232 |  | 2033 | 0 | 20 | 10.887 | 218 | 0.268 | 392 | 610 | 0 | 610 |  | 2033 | 111 | 34 | 76 | 221 | 0 | 0 | 0 | 221 | 7
|  |  | 24) Total Annual Dk Saved = | 20 |  | 20 |  | 2034 | 20 | 5.721 | 114 | 0 | 0 | 114 | 0.2 | 172 | 34 | 148 | 1.95 | 25 | 0 | 0 | 25 | 123 |  | 2034 | 114 | 34 | 148 | 0 | 0 | 0 | 148 |  | 2034 | 114 | 34 | 0.054 | 79 | 0.552 | 11 | 238 | 0 | 0 | 0 | 238 |  | 2034 | 0 | 20 | 11.268 | 225 | 0.277 | 406 | 631 | 0 | 631 |  | 2034 | 114 | 34 | 79 | 227 | 0 | 0 | 0 | 227 | 8
9) Gas Environmental Damage Factor = |  | 0.35 |  |  |  | 21 |  | 2035 | 20 | 5.922 | 118 | 0 | 0 | 118 | 0.2 | 174 | 35 | 153 | 2.018 | 26 | 0 | 0 | 26 | 127 |  | 2035 | 118 | 35 | 153 | 0 | 0 | 0 | 153 |  | 2035 | 118 | 35 | 0.056 | 82 | 0.564 | 11 | 246 | 0 | 0 | 0 | 246 |  | 2035 | 0 | 20 | 11.663 | 233 | 0.287 | 420 | 653 | 0 | 653 |  | 2035 | 118 | 35 | 82 | 235 | 0 | 0 | 0 | 235
Escalation Rate = |  | 2.3% | 25) Incentive/Participant = | 0 |  | 22 |  | 2036 | 0 | 6.129 | 0 | 0 | 0 | 0 | 0 | 175 | 0 | 0 | 2.089 | 0 | 0 | 0 | 0 | 0 |  | 2036 | 0 | 0 | 0 | 0 | 0 | 0 | 0 |  | 2036 | 0 | 0 | 0.058 | 0 | 0.577 | 0 | 0 | 0 | 0 | 0 | 0 |  | 2036 | 0 | 0 | 12.071 | 0 | 0.297 | 0 | 0 | 0 | 0 |  | 2036 | 0 | 0 | 0 | 0 | 0 | 0 | 0 | 0
9
10) Non Gas Fuel Environmental Damage Factor = |  | 0 | 26) Distribution Delivery Charge | 0.98 |  |  | Total = | (A): 400; (J): 2372; (O): 1016; (P): 1356 | Total = |  |  |  | 2372 |  |  | 630 | 1742 | Total = | [7 empty] | 3764 |  |  | 634 | 3130 | Total = |  |  | 400 |  |  |  |  | 10198 | 604 | 9594 |  |  |  |  | Total = | 3580 |  |  | 634 | 2946
Escalation Rate = |  | 0% | [5 empty] | (H): NPV =; (J): 1243; (O): 830; (P): 413 |  |  |  | NPV = | 1243 |  |  | 630 | 613 | [7 empty] | NPV = | 2661 |  |  | 634 | 2027 | [7 empty] | NPV = | 4644 | 604 | 4040 |  |  |  |  | NPV = | 1866 |  |  | 634 | 1232 | 10
|  |  | 27) Effective Income Tax Rate = | 35%
11) Participant Discount Rate = |  | 10% | (Federal & State Taxes) |  |  |  | Total NPV = | (B): 413 | Total NPV = |  |  | 613 | [5 empty] | Total NPV = |  |  | 2027 | [9 empty] | Total NPV = |  |  | 4040 | [7 empty] | Total NPV = |  |  | 1232
[7 empty] | Benefit/Cost Ratio = | (B): 1.5 | Benefit/Cost Ratio = |  |  | 1.97 | [5 empty] | Benefit/Cost Ratio = |  |  | 4.2 | [9 empty] | Benefit/Cost Ratio = |  |  | 7.6887 | [7 empty] | Benefit/Cost Ratio = |  |  | 2.94 | [6 empty] | 11
12) Utility Discount Rate = |  | 7.216% | Test Results | NPV | B/C | [62 empty] | 12
|  |  | Ratepayer Impact Measure Test | 413 | 1.5 | [62 empty] | 13
13) Societal Discount Rate = |  | 3.56% | Utility Cost Test | 613 | 1.97 | Worksheet Calculations | [18 empty] | Worksheet Calculations | [8 empty] | Worksheet Calculations | [12 empty] | Worksheet Calculations | [10 empty] | Worksheet Calculations | [9 empty] | 14 | bar: Year to (L)
|  |  | Societal Test | 2027 | 4.2 | (A) | = Average Dk/Participant Saved (21) x Number of Participants (23) for Project Life (20) | (H): (I); (I): = (G) x (H) | (A) | = Table 1 (F) | [7 empty] | (A) | = Table 1 (F) | [5 empty] | (H) | = Table 2 (F) |  |  |  |  | (A) | = Table 1 (N) | [9 empty] | (A) | = Table 1 (F)
14) General Input Data Year = |  | 2014 | Participant Test | 4040 | 7.6887 | (B) | = Commodity Cost (3) escalated | (H): (J); (I): = (F) + (I) | (B) | = Table 1 (I) | [7 empty] | (G) | = Table 1 (I) | [5 empty] | (I) | = Direct Part. Costs (17) x No. of Part. (23) - Table 1 (N) |  |  |  |  | (B) | = Table 1 (A) | [9 empty] | (B) | = Table 1 (I)
|  |  | Total Resource Cost Test | 1232 | 2.94 | (C) | = (A) x (B) | (H): (K); (I): = Distribution Delivery Charge (26) escalated. | (C) | = Table 1 (J) | [7 empty] | (C) | = Non-Gas Fuel Cost (7), adjusted for losses (8), escalated.. | [5 empty] | (J) | = (H) + (I) |  |  |  |  | (C) | = Retail Rate (1) escalated. | [9 empty] | (C) | = Table 3 (D)
15) Project Analysis Year 1 = |  | 2016 |  |  |  | (D) | = Variable O&M Cost (6), escalated | (H): (L); (I): = (A) x (K) x (1-Inverse of Tax Rate (27) | (D) | = Table 1 (M) | [7 empty] | (D) | = (C) x [Avg. Non-Gas Fuel Units/Part.Saved (22) x No. of Part. (23) | [5 empty] | (K) | = (G) - (J) |  |  |  |  | (D) | =(B) x (C) | [9 empty] | (D) | = (A) + (B) + (C)
[6 empty] | (E) | = (A) x (D) | (H): (M); (I): = Admin & Operating Costs (16a) | (E) | = Table 1 (N) | [7 empty] | (E) | = Gas Environmental Damage Factor (9), escalated | [11 empty] | (E) | = Non-Gas Fuel Retail Rate (2), escalated. | [9 empty] | (E) | = Table 3 (H)
[6 empty] | (F) | = (C) + (E) | (H): (N); (I): = Incentive Costs (16b) | (F) | = (D) + (E) | [7 empty] | (F) | = Table 1 (A) x (E) | [11 empty] | (F) | = (E) x [Avg. Non-Gas Fuel Units/Part.Saved (22) x No. of Part. (23) | [9 empty] | (F) | = Table 3 (I) | [8 empty] | 15
[6 empty] | (G) | = (A) x Peak Reduction Factor (5) | (H): (O); (I): = (L) + (M) + (N) | (G) | = (C) - (F) | [7 empty] | (G) | = (A) + (B) + (D) + (F) | [11 empty] | (G) | = (A) + (D) + (F) | [9 empty] | (G) | = (E) + (F) | [8 empty] | 16
[6 empty] | (H) | = Demand Cost (4) escalated. | (H): (P); (I): = (J) - (O) | [22 empty] | (H) | = Direct Participant Costs (17) x Number of Participants (23) | [9 empty] | (H) | = (D) - (G) | [8 empty] | 17
[47 empty] | (I) | = (G) - (H)
Note on N14: mulkernr: no escalation because using projected gas cost.
Note on T14: mulkernr: no escalatipm beciase using 2016 cost

## Comm 95+% Furnace - Replace
NATURAL GAS CONSERVATION PROGRAMS/DEMAND-SIDE MANAGEMENT | [6 empty] | Table 1 | [17 empty] | Table 2 | [8 empty] | Table 3 | [12 empty] | Table 4 | [10 empty] | Table 5
BEN/COST ANALYSIS FOR GAS CONSERVATION | [6 empty] | Ratepayer Impact Measure Test | [17 empty] | Utility Cost Test | [8 empty] | Societal Test | [12 empty] | Participant Test | [10 empty] | Total Resource Cost Test
Company: | Montana-Dakota Utilities Co. | [5 empty] | Company: |  | Montana-Dakota Utilities Co. | [15 empty] | Company: |  | Montana-Dakota Utilities Co. | [6 empty] | Company: |  | Montana-Dakota Utilities Co. | [11 empty] | Company: | Montana-Dakota Utilities Co. | [9 empty] | Company: | Montana-Dakota Utilities Co.
Project: | Commercial 95+% AFUE Furnace - Replacement | [5 empty] | Project: |  | Commercial 95+% AFUE Furnace - Replacement | [15 empty] | Project: |  | Commercial 95+% AFUE Furnace - Replacement | [6 empty] | Project: |  | Commercial 95+% AFUE Furnace - Replacement | [11 empty] | Project: | Commercial 95+% AFUE Furnace - Replacement | [9 empty] | Project: | Commercial 95+% AFUE Furnace - Replacement
Program Years: | 2016 Actual
[10 empty] | Benefits | [9 empty] | Costs | [6 empty] | Benefits |  |  | Costs | [5 empty] | Benefits | [6 empty] | Costs | [5 empty] | Benefits | [6 empty] | Costs |  |  |  | Benefits |  |  |  | Costs
Input Data |  |  |  | 2016 | [19 empty] | Annual | [8 empty] | Annual |  |  |  |  | Non-Gas | [7 empty] | Annual | [10 empty] | Annual | [9 empty] | Annual
[9 empty] | Total | Gas | Gas | Variable | Variable | Total | Peak Dk | Demand | Total |  | Distribution |  | Program |  | Total | Benefits |  |  | Total | Total | Annual | Program |  | Utility | Benefits |  |  | Total | Total | Energy | Non-Gas | Environmental | Environmental | Annual | Utility | Participants' | Annual | Benefits |  |  |  | Total |  | Gas | Non-Gas | Non-Gas | Total | Direct | Benefits |  |  | Total | Total | Non-Gas | Total | Utility | Participants' |  | Benefits
1) Retail Rate ($/Dk) = |  | 5.663 | 16) Utility Project Costs | [5 empty] | Energy | Commodity | Commodity | O & M | O & M | Energy | Demand | Savings | Demand | Total | Delivery | Lost | Admin | Incentive | Program | Less |  |  | Energy | Demand | Total | Admin | Incentive | Program | Less |  |  | Energy | Demand | Savings | Energy | Damage | Damage | Total | Program | Costs Net | Total | Less |  |  | Incentives | Energy | Retail | Bill | Fuel | Energy | Annual | Participant | Less |  |  | Energy | Demand | Energy | Annual | Program | Costs Net | Total | Less
Escalation Rate = |  | 3.5% | 16a) Administrative & Operating Costs = | 107 |  | t |  |  | Reduction | Cost/Dk | Savings | Cost/Dk | Savings | Savings | Reduction | Per Unit | Savings | Savings | Charge | Margin | Costs | Costs | Costs | Costs |  |  | Savings | Savings | Savings | Costs | Costs | Costs | Costs |  |  | Savings | Savings | ($/Part.) | Savings | Savings/Dk | Savings | Savings | Costs | of Rebate | Costs | Costs |  |  | Received | Reduction | Rate | Savings | Retail Rate | Savings | Benefits | Costs | Costs |  |  | Savings | Savings | Savings | Benefits | Costs | of Rebate | Costs | Costs
|  |  | 16b) Incentive Costs = | 2100 |  |  |  | Year | (A) | (B) | (C) | (D) | (E) | (F) | (G) | (H) | (I) | (J) | (K) | (L) | (M) | (N) | (O) | (P) |  | Year | (A) | (B) | (C) | (D) | (E) | (F) | (G) |  | Year | (A) | (B) | (C) | (D) | (E) | (F) | (G) | (H) | (I) | (J) | (K) |  | Year | (A) | (B) | (C) | (D) | (E) | (F) | (G) | (H) | (I) |  | Year | (A) | (B) | (C) | (D) | (E) | (F) | (G) | (H)
2) Non-Gas Fuel Retail Rate ($/Fuel Unit) = |  | 0.13915 | 16c) Total Utility Project Costs = | 2207
Escalation Rate = |  | 3.5% |  |  |  | 2 |  | 2016 | 162 | 2.976 | 482 | 0 | 0 | 482 | 1.6 | 142 | 227 | 709 | 1.05 | 111 | 107 | 2100 | 2318 | -1609 |  | 2016 | 482 | 227 | 709 | 107 | 2100 | 2207 | -1498 |  | 2016 | 482 | 227 | 0.029 | 149 | 0.366 | 59 | 917 | 2207 | 2450 | 4657 | -3740 |  | 2016 | 2100 | 162 | 6.066 | 983 | 0.149 | 763 | 3846 | 4550 | -704 |  | 2016 | 482 | 227 | 149 | 858 | 2207 | 2450 | 4657 | -3799
Non-Gas Fuel Units (ie. kWh,Gallons, etc) = |  | Kwh | 17) Direct Participant Costs ($/Part.) = | 650 |  | 3 |  | 2017 | 162 | 3.188 | 516 | 0 | 0 | 516 | 1.6 | 145 | 232 | 748 | 1.087 | 114 | 0 | 0 | 114 | 634 |  | 2017 | 516 | 232 | 748 | 0 | 0 | 0 | 748 |  | 2017 | 516 | 232 | 0.03 | 154 | 0.375 | 61 | 963 | 0 | 0 | 0 | 963 |  | 2017 | 0 | 162 | 6.279 | 1017 | 0.154 | 789 | 1806 | 0 | 1806 |  | 2017 | 516 | 232 | 154 | 902 | 0 | 0 | 0 | 902
[6 empty] | 4 |  | 2018 | 162 | 3.3 | 535 | 0 | 0 | 535 | 1.6 | 147 | 235 | 770 | 1.125 | 118 | 0 | 0 | 118 | 652 |  | 2018 | 535 | 235 | 770 | 0 | 0 | 0 | 770 |  | 2018 | 535 | 235 | 0.031 | 159 | 0.383 | 62 | 991 | 0 | 0 | 0 | 991 |  | 2018 | 0 | 162 | 6.498 | 1053 | 0.16 | 820 | 1873 | 0 | 1873 |  | 2018 | 535 | 235 | 159 | 929 | 0 | 0 | 0 | 929
3) Commodity Cost ($/Dk) = |  | 2.976 | 18) Participant Non-Energy Costs (Annual $/Part.) = | 0 |  | 5 |  | 2019 | 162 | 3.415 | 553 | 0 | 0 | 553 | 1.6 | 148 | 237 | 790 | 1.164 | 123 | 0 | 0 | 123 | 667 |  | 2019 | 553 | 237 | 790 | 0 | 0 | 0 | 790 |  | 2019 | 553 | 237 | 0.032 | 164 | 0.392 | 64 | 1018 | 0 | 0 | 0 | 1018 |  | 2019 | 0 | 162 | 6.726 | 1090 | 0.165 | 845 | 1935 | 0 | 1935 |  | 2019 | 553 | 237 | 164 | 954 | 0 | 0 | 0 | 954
Escalation Rate = |  | 3.5% | Escalation Rate = | 0% |  | 6 |  | 2020 | 162 | 3.535 | 573 | 0 | 0 | 573 | 1.6 | 150 | 240 | 813 | 1.205 | 127 | 0 | 0 | 127 | 686 |  | 2020 | 573 | 240 | 813 | 0 | 0 | 0 | 813 |  | 2020 | 573 | 240 | 0.034 | 174 | 0.401 | 65 | 1052 | 0 | 0 | 0 | 1052 |  | 2020 | 0 | 162 | 6.961 | 1128 | 0.171 | 876 | 2004 | 0 | 2004 |  | 2020 | 573 | 240 | 174 | 987 | 0 | 0 | 0 | 987 | t
[6 empty] | 7 |  | 2021 | 162 | 3.658 | 593 | 0 | 0 | 593 | 1.6 | 151 | 242 | 835 | 1.247 | 131 | 0 | 0 | 131 | 704 |  | 2021 | 593 | 242 | 835 | 0 | 0 | 0 | 835 |  | 2021 | 593 | 242 | 0.035 | 179 | 0.41 | 66 | 1080 | 0 | 0 | 0 | 1080 |  | 2021 | 0 | 162 | 7.205 | 1167 | 0.177 | 907 | 2074 | 0 | 2074 |  | 2021 | 593 | 242 | 179 | 1014 | 0 | 0 | 0 | 1014
4) Demand Cost ($/Unit/Yr) = |  | 142.34 | 19) Participant Non-Energy Savings (Annual $/Part) = | 0 |  | 8 |  | 2022 | 162 | 3.786 | 613 | 0 | 0 | 613 | 1.6 | 153 | 245 | 858 | 1.29 | 136 | 0 | 0 | 136 | 722 |  | 2022 | 613 | 245 | 858 | 0 | 0 | 0 | 858 |  | 2022 | 613 | 245 | 0.036 | 184 | 0.42 | 68 | 1110 | 0 | 0 | 0 | 1110 |  | 2022 | 0 | 162 | 7.457 | 1208 | 0.183 | 938 | 2146 | 0 | 2146 |  | 2022 | 613 | 245 | 184 | 1042 | 0 | 0 | 0 | 1042
Escalation Rate = |  | 1% | Escalation Rate = | 0% |  | 9 |  | 2023 | 162 | 3.919 | 635 | 0 | 0 | 635 | 1.6 | 154 | 246 | 881 | 1.336 | 141 | 0 | 0 | 141 | 740 |  | 2023 | 635 | 246 | 881 | 0 | 0 | 0 | 881 |  | 2023 | 635 | 246 | 0.037 | 190 | 0.429 | 69 | 1140 | 0 | 0 | 0 | 1140 |  | 2023 | 0 | 162 | 7.718 | 1250 | 0.19 | 974 | 2224 | 0 | 2224 |  | 2023 | 635 | 246 | 190 | 1071 | 0 | 0 | 0 | 1071 | 2
[6 empty] | 10 |  | 2024 | 162 | 4.056 | 657 | 0 | 0 | 657 | 1.6 | 156 | 250 | 907 | 1.382 | 146 | 0 | 0 | 146 | 761 |  | 2024 | 657 | 250 | 907 | 0 | 0 | 0 | 907 |  | 2024 | 657 | 250 | 0.038 | 195 | 0.439 | 71 | 1173 | 0 | 0 | 0 | 1173 |  | 2024 | 0 | 162 | 7.988 | 1294 | 0.196 | 1004 | 2298 | 0 | 2298 |  | 2024 | 657 | 250 | 195 | 1102 | 0 | 0 | 0 | 1102 | 3
5) Peak Reduction Factor = |  | 1% | 20) Project Life (Years) = | 20 |  | 11 |  | 2025 | 162 | 4.198 | 680 | 0 | 0 | 680 | 1.6 | 157 | 251 | 931 | 1.431 | 151 | 0 | 0 | 151 | 780 |  | 2025 | 680 | 251 | 931 | 0 | 0 | 0 | 931 |  | 2025 | 680 | 251 | 0.04 | 205 | 0.449 | 73 | 1209 | 0 | 0 | 0 | 1209 |  | 2025 | 0 | 162 | 8.268 | 1339 | 0.203 | 1040 | 2379 | 0 | 2379 |  | 2025 | 680 | 251 | 205 | 1136 | 0 | 0 | 0 | 1136 | 4
[6 empty] | 12 |  | 2026 | 162 | 4.345 | 704 | 0 | 0 | 704 | 1.6 | 159 | 254 | 958 | 1.481 | 156 | 0 | 0 | 156 | 802 |  | 2026 | 704 | 254 | 958 | 0 | 0 | 0 | 958 |  | 2026 | 704 | 254 | 0.041 | 210 | 0.46 | 75 | 1243 | 0 | 0 | 0 | 1243 |  | 2026 | 0 | 162 | 8.557 | 1386 | 0.21 | 1076 | 2462 | 0 | 2462 |  | 2026 | 704 | 254 | 210 | 1168 | 0 | 0 | 0 | 1168 | 5
6) Variable O&M ($/Dk) = |  | 0 | 21) Avg. Dk/Part. Saved = | 23.1 |  | 13 |  | 2027 | 162 | 4.497 | 729 | 0 | 0 | 729 | 1.6 | 160 | 256 | 985 | 1.533 | 161 | 0 | 0 | 161 | 824 |  | 2027 | 729 | 256 | 985 | 0 | 0 | 0 | 985 |  | 2027 | 729 | 256 | 0.043 | 220 | 0.47 | 76 | 1281 | 0 | 0 | 0 | 1281 |  | 2027 | 0 | 162 | 8.857 | 1435 | 0.218 | 1117 | 2552 | 0 | 2552 |  | 2027 | 729 | 256 | 220 | 1205 | 0 | 0 | 0 | 1205
Escalation Rate = |  | 0% |  |  |  | 14 |  | 2028 | 162 | 4.654 | 754 | 0 | 0 | 754 | 1.6 | 162 | 259 | 1013 | 1.586 | 167 | 0 | 0 | 167 | 846 |  | 2028 | 754 | 259 | 1013 | 0 | 0 | 0 | 1013 |  | 2028 | 754 | 259 | 0.044 | 225 | 0.481 | 78 | 1316 | 0 | 0 | 0 | 1316 |  | 2028 | 0 | 162 | 9.167 | 1485 | 0.225 | 1153 | 2638 | 0 | 2638 |  | 2028 | 754 | 259 | 225 | 1238 | 0 | 0 | 0 | 1238
|  |  | 22) Avg Non-Gas Fuel Units/Part. Saved = | 732 |  | 15 |  | 2029 | 162 | 4.817 | 780 | 0 | 0 | 780 | 1.6 | 164 | 262 | 1042 | 1.642 | 173 | 0 | 0 | 173 | 869 |  | 2029 | 780 | 262 | 1042 | 0 | 0 | 0 | 1042 |  | 2029 | 780 | 262 | 0.046 | 236 | 0.492 | 80 | 1358 | 0 | 0 | 0 | 1358 |  | 2029 | 0 | 162 | 9.488 | 1537 | 0.233 | 1194 | 2731 | 0 | 2731 |  | 2029 | 780 | 262 | 236 | 1278 | 0 | 0 | 0 | 1278
7) Non-Gas Fuel Cost ($/Fuel Unit) = |  | 0.02589 | 22a) Avg Additional Non-Gas Fuel Units/ Part. Used = | 0 |  | 16 |  | 2030 | 162 | 4.986 | 808 | 0 | 0 | 808 | 1.6 | 165 | 264 | 1072 | 1.699 | 179 | 0 | 0 | 179 | 893 |  | 2030 | 808 | 264 | 1072 | 0 | 0 | 0 | 1072 |  | 2030 | 808 | 264 | 0.047 | 241 | 0.504 | 82 | 1395 | 0 | 0 | 0 | 1395 |  | 2030 | 0 | 162 | 9.82 | 1591 | 0.241 | 1235 | 2826 | 0 | 2826 |  | 2030 | 808 | 264 | 241 | 1313 | 0 | 0 | 0 | 1313
Escalation Rate = |  | 3.5% |  |  |  | 17 |  | 2031 | 162 | 5.16 | 836 | 0 | 0 | 836 | 1.6 | 167 | 267 | 1103 | 1.759 | 185 | 0 | 0 | 185 | 918 |  | 2031 | 836 | 267 | 1103 | 0 | 0 | 0 | 1103 |  | 2031 | 836 | 267 | 0.049 | 251 | 0.515 | 83 | 1437 | 0 | 0 | 0 | 1437 |  | 2031 | 0 | 162 | 10.163 | 1646 | 0.25 | 1281 | 2927 | 0 | 2927 |  | 2031 | 836 | 267 | 251 | 1354 | 0 | 0 | 0 | 1354
|  |  | 23) Number of Participants = | 7 |  | 18 |  | 2032 | 162 | 5.341 | 865 | 0 | 0 | 865 | 1.6 | 169 | 270 | 1135 | 1.82 | 192 | 0 | 0 | 192 | 943 |  | 2032 | 865 | 270 | 1135 | 0 | 0 | 0 | 1135 |  | 2032 | 865 | 270 | 0.051 | 261 | 0.527 | 85 | 1481 | 0 | 0 | 0 | 1481 |  | 2032 | 0 | 162 | 10.519 | 1704 | 0.258 | 1322 | 3026 | 0 | 3026 |  | 2032 | 865 | 270 | 261 | 1396 | 0 | 0 | 0 | 1396 | 6
8) Non-Gas Fuel Loss Factor |  | 5.1% |  |  |  | 19 |  | 2033 | 162 | 5.528 | 896 | 0 | 0 | 896 | 1.6 | 170 | 272 | 1168 | 1.884 | 198 | 0 | 0 | 198 | 970 |  | 2033 | 896 | 272 | 1168 | 0 | 0 | 0 | 1168 |  | 2033 | 896 | 272 | 0.052 | 266 | 0.539 | 87 | 1521 | 0 | 0 | 0 | 1521 |  | 2033 | 0 | 162 | 10.887 | 1764 | 0.268 | 1373 | 3137 | 0 | 3137 |  | 2033 | 896 | 272 | 266 | 1434 | 0 | 0 | 0 | 1434 | 7
|  |  | 24) Total Annual Dk Saved = | 162 |  | 20 |  | 2034 | 162 | 5.721 | 927 | 0 | 0 | 927 | 1.6 | 172 | 275 | 1202 | 1.95 | 205 | 0 | 0 | 205 | 997 |  | 2034 | 927 | 275 | 1202 | 0 | 0 | 0 | 1202 |  | 2034 | 927 | 275 | 0.054 | 277 | 0.552 | 89 | 1568 | 0 | 0 | 0 | 1568 |  | 2034 | 0 | 162 | 11.268 | 1825 | 0.277 | 1419 | 3244 | 0 | 3244 |  | 2034 | 927 | 275 | 277 | 1479 | 0 | 0 | 0 | 1479 | 8
9) Gas Environmental Damage Factor = |  | 0.35 |  |  |  | 21 |  | 2035 | 162 | 5.922 | 959 | 0 | 0 | 959 | 1.6 | 174 | 278 | 1237 | 2.018 | 212 | 0 | 0 | 212 | 1025 |  | 2035 | 959 | 278 | 1237 | 0 | 0 | 0 | 1237 |  | 2035 | 959 | 278 | 0.056 | 287 | 0.564 | 91 | 1615 | 0 | 0 | 0 | 1615 |  | 2035 | 0 | 162 | 11.663 | 1889 | 0.287 | 1471 | 3360 | 0 | 3360 |  | 2035 | 959 | 278 | 287 | 1524 | 0 | 0 | 0 | 1524
Escalation Rate = |  | 2.3% | 25) Incentive/Participant = | 300 |  | 22 |  | 2036 | 0 | 6.129 | 0 | 0 | 0 | 0 | 0 | 175 | 0 | 0 | 2.089 | 0 | 0 | 0 | 0 | 0 |  | 2036 | 0 | 0 | 0 | 0 | 0 | 0 | 0 |  | 2036 | 0 | 0 | 0.058 | 0 | 0.577 | 0 | 0 | 0 | 0 | 0 | 0 |  | 2036 | 0 | 0 | 12.071 | 0 | 0.297 | 0 | 0 | 0 | 0 |  | 2036 | 0 | 0 | 0 | 0 | 0 | 0 | 0 | 0
9
10) Non Gas Fuel Environmental Damage Factor = |  | 0 | 26) Distribution Delivery Charge | 0.98 |  |  | Total = | (A): 3240; (J): 19157; (O): 5333; (P): 13824 | Total = |  |  |  | 19157 |  |  | 2207 | 16950 | Total = | [7 empty] | 24868 |  |  | 4657 | 20211 | Total = |  |  | 3240 |  |  |  |  | 51488 | 4550 | 46938 |  |  |  |  | Total = | 23384 |  |  | 4657 | 18727
Escalation Rate = |  | 0% | [5 empty] | (H): NPV =; (J): 10034; (O): 3822; (P): 6212 |  |  |  | NPV = | 10034 |  |  | 2207 | 7827 | [7 empty] | NPV = | 17602 |  |  | 4657 | 12945 | [7 empty] | NPV = | 22912 | 4550 | 18362 |  |  |  |  | NPV = | 12216 |  |  | 4657 | 7559 | 10
|  |  | 27) Effective Income Tax Rate = | 35%
11) Participant Discount Rate = |  | 10% | (Federal & State Taxes) |  |  |  | Total NPV = | (B): 6212 | Total NPV = |  |  | 7827 | [5 empty] | Total NPV = |  |  | 12945 | [9 empty] | Total NPV = |  |  | 18362 | [7 empty] | Total NPV = |  |  | 7559
[7 empty] | Benefit/Cost Ratio = | (B): 2.63 | Benefit/Cost Ratio = |  |  | 4.55 | [5 empty] | Benefit/Cost Ratio = |  |  | 3.78 | [9 empty] | Benefit/Cost Ratio = |  |  | 5.0356 | [7 empty] | Benefit/Cost Ratio = |  |  | 2.62 | [6 empty] | 11
12) Utility Discount Rate = |  | 7.216% | Test Results | NPV | B/C | [62 empty] | 12
|  |  | Ratepayer Impact Measure Test | 6212 | 2.63 | [62 empty] | 13
13) Societal Discount Rate = |  | 3.56% | Utility Cost Test | 7827 | 4.55 | Worksheet Calculations | [18 empty] | Worksheet Calculations | [8 empty] | Worksheet Calculations | [12 empty] | Worksheet Calculations | [10 empty] | Worksheet Calculations | [9 empty] | 14 | bar: Year to (L)
|  |  | Societal Test | 12945 | 3.78 | (A) | = Average Dk/Participant Saved (21) x Number of Participants (23) for Project Life (20) | (H): (I); (I): = (G) x (H) | (A) | = Table 1 (F) | [7 empty] | (A) | = Table 1 (F) | [5 empty] | (H) | = Table 2 (F) |  |  |  |  | (A) | = Table 1 (N) | [9 empty] | (A) | = Table 1 (F)
14) General Input Data Year = |  | 2014 | Participant Test | 18362 | 5.0356 | (B) | = Commodity Cost (3) escalated | (H): (J); (I): = (F) + (I) | (B) | = Table 1 (I) | [7 empty] | (G) | = Table 1 (I) | [5 empty] | (I) | = Direct Part. Costs (17) x No. of Part. (23) - Table 1 (N) |  |  |  |  | (B) | = Table 1 (A) | [9 empty] | (B) | = Table 1 (I)
|  |  | Total Resource Cost Test | 7559 | 2.62 | (C) | = (A) x (B) | (H): (K); (I): = Distribution Delivery Charge (26) escalated. | (C) | = Table 1 (J) | [7 empty] | (C) | = Non-Gas Fuel Cost (7), adjusted for losses (8), escalated.. | [5 empty] | (J) | = (H) + (I) |  |  |  |  | (C) | = Retail Rate (1) escalated. | [9 empty] | (C) | = Table 3 (D)
15) Project Analysis Year 1 = |  | 2016 |  |  |  | (D) | = Variable O&M Cost (6), escalated | (H): (L); (I): = (A) x (K) x (1-Inverse of Tax Rate (27) | (D) | = Table 1 (M) | [7 empty] | (D) | = (C) x [Avg. Non-Gas Fuel Units/Part.Saved (22) x No. of Part. (23) | [5 empty] | (K) | = (G) - (J) |  |  |  |  | (D) | =(B) x (C) | [9 empty] | (D) | = (A) + (B) + (C)
[6 empty] | (E) | = (A) x (D) | (H): (M); (I): = Admin & Operating Costs (16a) | (E) | = Table 1 (N) | [7 empty] | (E) | = Gas Environmental Damage Factor (9), escalated | [11 empty] | (E) | = Non-Gas Fuel Retail Rate (2), escalated. | [9 empty] | (E) | = Table 3 (H)
[6 empty] | (F) | = (C) + (E) | (H): (N); (I): = Incentive Costs (16b) | (F) | = (D) + (E) | [7 empty] | (F) | = Table 1 (A) x (E) | [11 empty] | (F) | = (E) x [Avg. Non-Gas Fuel Units/Part.Saved (22) x No. of Part. (23) | [9 empty] | (F) | = Table 3 (I) | [8 empty] | 15
[6 empty] | (G) | = (A) x Peak Reduction Factor (5) | (H): (O); (I): = (L) + (M) + (N) | (G) | = (C) - (F) | [7 empty] | (G) | = (A) + (B) + (D) + (F) | [11 empty] | (G) | = (A) + (D) + (F) | [9 empty] | (G) | = (E) + (F) | [8 empty] | 16
[6 empty] | (H) | = Demand Cost (4) escalated. | (H): (P); (I): = (J) - (O) | [22 empty] | (H) | = Direct Participant Costs (17) x Number of Participants (23) | [9 empty] | (H) | = (D) - (G) | [8 empty] | 17
[47 empty] | (I) | = (G) - (H)
Note on N14: mulkernr: no escalation because using projected gas cost.
Note on T14: mulkernr: no escalatipm beciase using 2016 cost

## Custom
NATURAL GAS CONSERVATION PROGRAMS/DEMAND-SIDE MANAGEMENT | [6 empty] | Table 1 | [17 empty] | Table 2 | [8 empty] | Table 3 | [12 empty] | Table 4 | [10 empty] | Table 5
BEN/COST ANALYSIS FOR GAS CONSERVATION | [6 empty] | Ratepayer Impact Measure Test | [17 empty] | Utility Cost Test | [8 empty] | Societal Test | [12 empty] | Participant Test | [10 empty] | Total Resource Cost Test
Company: | Montana-Dakota Utilities Co. | [5 empty] | Company: |  | Montana-Dakota Utilities Co. | [15 empty] | Company: |  | Montana-Dakota Utilities Co. | [6 empty] | Company: |  | Montana-Dakota Utilities Co. | [11 empty] | Company: | Montana-Dakota Utilities Co. | [9 empty] | Company: | Montana-Dakota Utilities Co.
Project: | Commercial Custom Program | [5 empty] | Project: |  | Commercial Custom Program | [15 empty] | Project: |  | Commercial Custom Program | [6 empty] | Project: |  | Commercial Custom Program | [11 empty] | Project: | Commercial Custom Program | [9 empty] | Project: | Commercial Custom Program
Program Years: | 2016 Actual
[10 empty] | Benefits | [9 empty] | Costs | [6 empty] | Benefits |  |  | Costs | [5 empty] | Benefits | [6 empty] | Costs | [5 empty] | Benefits | [6 empty] | Costs |  |  |  | Benefits |  |  |  | Costs
Input Data |  |  |  | 2016 | [19 empty] | Annual | [8 empty] | Annual |  |  |  |  | Non-Gas | [7 empty] | Annual | [10 empty] | Annual | [9 empty] | Annual
[9 empty] | Total | Gas | Gas | Variable | Variable | Total | Peak Dk | Demand | Total |  | Distribution |  | Program |  | Total | Benefits |  |  | Total | Total | Annual | Program |  | Utility | Benefits |  |  | Total | Total | Energy | Non-Gas | Environmental | Environmental | Annual | Utility | Participants' | Annual | Benefits |  |  |  | Total |  | Gas | Non-Gas | Non-Gas | Total | Direct | Benefits |  |  | Total | Total | Non-Gas | Total | Utility | Participants' |  | Benefits
1) Retail Rate ($/Dk) = |  | 5.663 | 16) Utility Project Costs | [5 empty] | Energy | Commodity | Commodity | O & M | O & M | Energy | Demand | Savings | Demand | Total | Delivery | Lost | Admin | Incentive | Program | Less |  |  | Energy | Demand | Total | Admin | Incentive | Program | Less |  |  | Energy | Demand | Savings | Energy | Damage | Damage | Total | Program | Costs Net | Total | Less |  |  | Incentives | Energy | Retail | Bill | Fuel | Energy | Annual | Participant | Less |  |  | Energy | Demand | Energy | Annual | Program | Costs Net | Total | Less
Escalation Rate = |  | 3.5% | 16a) Administrative & Operating Costs = | 0 |  | t |  |  | Reduction | Cost/Dk | Savings | Cost/Dk | Savings | Savings | Reduction | Per Unit | Savings | Savings | Charge | Margin | Costs | Costs | Costs | Costs |  |  | Savings | Savings | Savings | Costs | Costs | Costs | Costs |  |  | Savings | Savings | ($/Part.) | Savings | Savings/Dk | Savings | Savings | Costs | of Rebate | Costs | Costs |  |  | Received | Reduction | Rate | Savings | Retail Rate | Savings | Benefits | Costs | Costs |  |  | Savings | Savings | Savings | Benefits | Costs | of Rebate | Costs | Costs
|  |  | 16b) Incentive Costs = | 0 |  |  |  | Year | (A) | (B) | (C) | (D) | (E) | (F) | (G) | (H) | (I) | (J) | (K) | (L) | (M) | (N) | (O) | (P) |  | Year | (A) | (B) | (C) | (D) | (E) | (F) | (G) |  | Year | (A) | (B) | (C) | (D) | (E) | (F) | (G) | (H) | (I) | (J) | (K) |  | Year | (A) | (B) | (C) | (D) | (E) | (F) | (G) | (H) | (I) |  | Year | (A) | (B) | (C) | (D) | (E) | (F) | (G) | (H)
2) Non-Gas Fuel Retail Rate ($/Fuel Unit) = |  | 0.13915 | 16c) Total Utility Project Costs = | 0
Escalation Rate = |  | 3.5% |  |  |  | 2 |  | 2016 | 0 | 2.976 | 0 | 0 | 0 | 0 | 0 | 142 | 0 | 0 | 1.05 | 0 | 0 | 0 | 0 | 0 |  | 2016 | 0 | 0 | 0 | 0 | 0 | 0 | 0 |  | 2016 | 0 | 0 | 0.029 | 0 | 0.366 | 0 | 0 | 0 | 0 | 0 | 0 |  | 2016 | 0 | 0 | 6.066 | 0 | 0.149 | 0 | 0 | 0 | 0 |  | 2016 | 0 | 0 | 0 | 0 | 0 | 0 | 0 | 0
Non-Gas Fuel Units (ie. kWh,Gallons, etc) = |  | Kwh | 17) Direct Participant Costs ($/Part.) = | 3000 |  | 3 |  | 2017 | 0 | 3.188 | 0 | 0 | 0 | 0 | 0 | 145 | 0 | 0 | 1.087 | 0 | 0 | 0 | 0 | 0 |  | 2017 | 0 | 0 | 0 | 0 | 0 | 0 | 0 |  | 2017 | 0 | 0 | 0.03 | 0 | 0.375 | 0 | 0 | 0 | 0 | 0 | 0 |  | 2017 | 0 | 0 | 6.279 | 0 | 0.154 | 0 | 0 | 0 | 0 |  | 2017 | 0 | 0 | 0 | 0 | 0 | 0 | 0 | 0
[6 empty] | 4 |  | 2018 | 0 | 3.3 | 0 | 0 | 0 | 0 | 0 | 147 | 0 | 0 | 1.125 | 0 | 0 | 0 | 0 | 0 |  | 2018 | 0 | 0 | 0 | 0 | 0 | 0 | 0 |  | 2018 | 0 | 0 | 0.031 | 0 | 0.383 | 0 | 0 | 0 | 0 | 0 | 0 |  | 2018 | 0 | 0 | 6.498 | 0 | 0.16 | 0 | 0 | 0 | 0 |  | 2018 | 0 | 0 | 0 | 0 | 0 | 0 | 0 | 0
3) Commodity Cost ($/Dk) = |  | 2.976 | 18) Participant Non-Energy Costs (Annual $/Part.) = | 0 |  | 5 |  | 2019 | 0 | 3.415 | 0 | 0 | 0 | 0 | 0 | 148 | 0 | 0 | 1.164 | 0 | 0 | 0 | 0 | 0 |  | 2019 | 0 | 0 | 0 | 0 | 0 | 0 | 0 |  | 2019 | 0 | 0 | 0.032 | 0 | 0.392 | 0 | 0 | 0 | 0 | 0 | 0 |  | 2019 | 0 | 0 | 6.726 | 0 | 0.165 | 0 | 0 | 0 | 0 |  | 2019 | 0 | 0 | 0 | 0 | 0 | 0 | 0 | 0
Escalation Rate = |  | 3.5% | Escalation Rate = | 0% |  | 6 |  | 2020 | 0 | 3.535 | 0 | 0 | 0 | 0 | 0 | 150 | 0 | 0 | 1.205 | 0 | 0 | 0 | 0 | 0 |  | 2020 | 0 | 0 | 0 | 0 | 0 | 0 | 0 |  | 2020 | 0 | 0 | 0.034 | 0 | 0.401 | 0 | 0 | 0 | 0 | 0 | 0 |  | 2020 | 0 | 0 | 6.961 | 0 | 0.171 | 0 | 0 | 0 | 0 |  | 2020 | 0 | 0 | 0 | 0 | 0 | 0 | 0 | 0 | t
[6 empty] | 7 |  | 2021 | 0 | 3.658 | 0 | 0 | 0 | 0 | 0 | 151 | 0 | 0 | 1.247 | 0 | 0 | 0 | 0 | 0 |  | 2021 | 0 | 0 | 0 | 0 | 0 | 0 | 0 |  | 2021 | 0 | 0 | 0.035 | 0 | 0.41 | 0 | 0 | 0 | 0 | 0 | 0 |  | 2021 | 0 | 0 | 7.205 | 0 | 0.177 | 0 | 0 | 0 | 0 |  | 2021 | 0 | 0 | 0 | 0 | 0 | 0 | 0 | 0
4) Demand Cost ($/Unit/Yr) = |  | 142.34 | 19) Participant Non-Energy Savings (Annual $/Part) = | 0 |  | 8 |  | 2022 | 0 | 3.786 | 0 | 0 | 0 | 0 | 0 | 153 | 0 | 0 | 1.29 | 0 | 0 | 0 | 0 | 0 |  | 2022 | 0 | 0 | 0 | 0 | 0 | 0 | 0 |  | 2022 | 0 | 0 | 0.036 | 0 | 0.42 | 0 | 0 | 0 | 0 | 0 | 0 |  | 2022 | 0 | 0 | 7.457 | 0 | 0.183 | 0 | 0 | 0 | 0 |  | 2022 | 0 | 0 | 0 | 0 | 0 | 0 | 0 | 0
Escalation Rate = |  | 1% | Escalation Rate = | 0% |  | 9 |  | 2023 | 0 | 3.919 | 0 | 0 | 0 | 0 | 0 | 154 | 0 | 0 | 1.336 | 0 | 0 | 0 | 0 | 0 |  | 2023 | 0 | 0 | 0 | 0 | 0 | 0 | 0 |  | 2023 | 0 | 0 | 0.037 | 0 | 0.429 | 0 | 0 | 0 | 0 | 0 | 0 |  | 2023 | 0 | 0 | 7.718 | 0 | 0.19 | 0 | 0 | 0 | 0 |  | 2023 | 0 | 0 | 0 | 0 | 0 | 0 | 0 | 0 | 2
[6 empty] | 10 |  | 2024 | 0 | 4.056 | 0 | 0 | 0 | 0 | 0 | 156 | 0 | 0 | 1.382 | 0 | 0 | 0 | 0 | 0 |  | 2024 | 0 | 0 | 0 | 0 | 0 | 0 | 0 |  | 2024 | 0 | 0 | 0.038 | 0 | 0.439 | 0 | 0 | 0 | 0 | 0 | 0 |  | 2024 | 0 | 0 | 7.988 | 0 | 0.196 | 0 | 0 | 0 | 0 |  | 2024 | 0 | 0 | 0 | 0 | 0 | 0 | 0 | 0 | 3
5) Peak Reduction Factor = |  | 1% | 20) Project Life (Years) = | 15 |  | 11 |  | 2025 | 0 | 4.198 | 0 | 0 | 0 | 0 | 0 | 157 | 0 | 0 | 1.431 | 0 | 0 | 0 | 0 | 0 |  | 2025 | 0 | 0 | 0 | 0 | 0 | 0 | 0 |  | 2025 | 0 | 0 | 0.04 | 0 | 0.449 | 0 | 0 | 0 | 0 | 0 | 0 |  | 2025 | 0 | 0 | 8.268 | 0 | 0.203 | 0 | 0 | 0 | 0 |  | 2025 | 0 | 0 | 0 | 0 | 0 | 0 | 0 | 0 | 4
[6 empty] | 12 |  | 2026 | 0 | 4.345 | 0 | 0 | 0 | 0 | 0 | 159 | 0 | 0 | 1.481 | 0 | 0 | 0 | 0 | 0 |  | 2026 | 0 | 0 | 0 | 0 | 0 | 0 | 0 |  | 2026 | 0 | 0 | 0.041 | 0 | 0.46 | 0 | 0 | 0 | 0 | 0 | 0 |  | 2026 | 0 | 0 | 8.557 | 0 | 0.21 | 0 | 0 | 0 | 0 |  | 2026 | 0 | 0 | 0 | 0 | 0 | 0 | 0 | 0 | 5
6) Variable O&M ($/Dk) = |  | 0 | 21) Avg. Dk/Part. Saved = | 0 |  | 13 |  | 2027 | 0 | 4.497 | 0 | 0 | 0 | 0 | 0 | 160 | 0 | 0 | 1.533 | 0 | 0 | 0 | 0 | 0 |  | 2027 | 0 | 0 | 0 | 0 | 0 | 0 | 0 |  | 2027 | 0 | 0 | 0.043 | 0 | 0.47 | 0 | 0 | 0 | 0 | 0 | 0 |  | 2027 | 0 | 0 | 8.857 | 0 | 0.218 | 0 | 0 | 0 | 0 |  | 2027 | 0 | 0 | 0 | 0 | 0 | 0 | 0 | 0
Escalation Rate = |  | 0% |  |  |  | 14 |  | 2028 | 0 | 4.654 | 0 | 0 | 0 | 0 | 0 | 162 | 0 | 0 | 1.586 | 0 | 0 | 0 | 0 | 0 |  | 2028 | 0 | 0 | 0 | 0 | 0 | 0 | 0 |  | 2028 | 0 | 0 | 0.044 | 0 | 0.481 | 0 | 0 | 0 | 0 | 0 | 0 |  | 2028 | 0 | 0 | 9.167 | 0 | 0.225 | 0 | 0 | 0 | 0 |  | 2028 | 0 | 0 | 0 | 0 | 0 | 0 | 0 | 0
|  |  | 22) Avg Non-Gas Fuel Units/Part. Saved = | 0 |  | 15 |  | 2029 | 0 | 4.817 | 0 | 0 | 0 | 0 | 0 | 164 | 0 | 0 | 1.642 | 0 | 0 | 0 | 0 | 0 |  | 2029 | 0 | 0 | 0 | 0 | 0 | 0 | 0 |  | 2029 | 0 | 0 | 0.046 | 0 | 0.492 | 0 | 0 | 0 | 0 | 0 | 0 |  | 2029 | 0 | 0 | 9.488 | 0 | 0.233 | 0 | 0 | 0 | 0 |  | 2029 | 0 | 0 | 0 | 0 | 0 | 0 | 0 | 0
7) Non-Gas Fuel Cost ($/Fuel Unit) = |  | 0.02589 | 22a) Avg Additional Non-Gas Fuel Units/ Part. Used = | 0 |  | 16 |  | 2030 | 0 | 4.986 | 0 | 0 | 0 | 0 | 0 | 165 | 0 | 0 | 1.699 | 0 | 0 | 0 | 0 | 0 |  | 2030 | 0 | 0 | 0 | 0 | 0 | 0 | 0 |  | 2030 | 0 | 0 | 0.047 | 0 | 0.504 | 0 | 0 | 0 | 0 | 0 | 0 |  | 2030 | 0 | 0 | 9.82 | 0 | 0.241 | 0 | 0 | 0 | 0 |  | 2030 | 0 | 0 | 0 | 0 | 0 | 0 | 0 | 0
Escalation Rate = |  | 3.5% |  |  |  | 17 |  | 2031 | 0 | 5.16 | 0 | 0 | 0 | 0 | 0 | 167 | 0 | 0 | 1.759 | 0 | 0 | 0 | 0 | 0 |  | 2031 | 0 | 0 | 0 | 0 | 0 | 0 | 0 |  | 2031 | 0 | 0 | 0.049 | 0 | 0.515 | 0 | 0 | 0 | 0 | 0 | 0 |  | 2031 | 0 | 0 | 10.163 | 0 | 0.25 | 0 | 0 | 0 | 0 |  | 2031 | 0 | 0 | 0 | 0 | 0 | 0 | 0 | 0
|  |  | 23) Number of Participants = | 0 |  | 18 |  | 2032 | 0 | 5.341 | 0 | 0 | 0 | 0 | 0 | 169 | 0 | 0 | 1.82 | 0 | 0 | 0 | 0 | 0 |  | 2032 | 0 | 0 | 0 | 0 | 0 | 0 | 0 |  | 2032 | 0 | 0 | 0.051 | 0 | 0.527 | 0 | 0 | 0 | 0 | 0 | 0 |  | 2032 | 0 | 0 | 10.519 | 0 | 0.258 | 0 | 0 | 0 | 0 |  | 2032 | 0 | 0 | 0 | 0 | 0 | 0 | 0 | 0 | 6
8) Non-Gas Fuel Loss Factor |  | 5.1% |  |  |  | 19 |  | 2033 | 0 | 5.528 | 0 | 0 | 0 | 0 | 0 | 170 | 0 | 0 | 1.884 | 0 | 0 | 0 | 0 | 0 |  | 2033 | 0 | 0 | 0 | 0 | 0 | 0 | 0 |  | 2033 | 0 | 0 | 0.052 | 0 | 0.539 | 0 | 0 | 0 | 0 | 0 | 0 |  | 2033 | 0 | 0 | 10.887 | 0 | 0.268 | 0 | 0 | 0 | 0 |  | 2033 | 0 | 0 | 0 | 0 | 0 | 0 | 0 | 0 | 7
|  |  | 24) Total Annual Dk Saved = | 0 |  | 20 |  | 2034 | 0 | 5.721 | 0 | 0 | 0 | 0 | 0 | 172 | 0 | 0 | 1.95 | 0 | 0 | 0 | 0 | 0 |  | 2034 | 0 | 0 | 0 | 0 | 0 | 0 | 0 |  | 2034 | 0 | 0 | 0.054 | 0 | 0.552 | 0 | 0 | 0 | 0 | 0 | 0 |  | 2034 | 0 | 0 | 11.268 | 0 | 0.277 | 0 | 0 | 0 | 0 |  | 2034 | 0 | 0 | 0 | 0 | 0 | 0 | 0 | 0 | 8
9) Gas Environmental Damage Factor = |  | 0.35 |  |  |  | 21 |  | 2035 | 0 | 5.922 | 0 | 0 | 0 | 0 | 0 | 174 | 0 | 0 | 2.018 | 0 | 0 | 0 | 0 | 0 |  | 2035 | 0 | 0 | 0 | 0 | 0 | 0 | 0 |  | 2035 | 0 | 0 | 0.056 | 0 | 0.564 | 0 | 0 | 0 | 0 | 0 | 0 |  | 2035 | 0 | 0 | 11.663 | 0 | 0.287 | 0 | 0 | 0 | 0 |  | 2035 | 0 | 0 | 0 | 0 | 0 | 0 | 0 | 0
Escalation Rate = |  | 2.3% | 25) Incentive/Participant = | 600 |  | 22 |  | 2036 | 0 | 6.129 | 0 | 0 | 0 | 0 | 0 | 175 | 0 | 0 | 2.089 | 0 | 0 | 0 | 0 | 0 |  | 2036 | 0 | 0 | 0 | 0 | 0 | 0 | 0 |  | 2036 | 0 | 0 | 0.058 | 0 | 0.577 | 0 | 0 | 0 | 0 | 0 | 0 |  | 2036 | 0 | 0 | 12.071 | 0 | 0.297 | 0 | 0 | 0 | 0 |  | 2036 | 0 | 0 | 0 | 0 | 0 | 0 | 0 | 0
9
10) Non Gas Fuel Environmental Damage Factor = |  | 0 | 26) Distribution Delivery Charge | 0.98 |  |  | Total = | (A): 0; (J): 0; (O): 0; (P): 0 | Total = |  |  |  | 0 |  |  | 0 | 0 | Total = | [7 empty] | 0 |  |  | 0 | 0 | Total = |  |  | 0 |  |  |  |  | 0 | 0 | 0 |  |  |  |  | Total = | 0 |  |  | 0 | 0
Escalation Rate = |  | 0% | [5 empty] | (H): NPV =; (J): 0; (O): 0; (P): 0 |  |  |  | NPV = | 0 |  |  | 0 | 0 | [7 empty] | NPV = | 0 |  |  | 0 | 0 | [7 empty] | NPV = | 0 | 0 | 0 |  |  |  |  | NPV = | 0 |  |  | 0 | 0 | 10
|  |  | 27) Effective Income Tax Rate = | 35%
11) Participant Discount Rate = |  | 10% | (Federal & State Taxes) |  |  |  | Total NPV = | (B): 0 | Total NPV = |  |  | 0 | [5 empty] | Total NPV = |  |  | 0 | [9 empty] | Total NPV = |  |  | 0 | [7 empty] | Total NPV = |  |  | 0
[7 empty] | Benefit/Cost Ratio = | (B): #DIV/0! | Benefit/Cost Ratio = |  |  | #DIV/0! | [5 empty] | Benefit/Cost Ratio = |  |  | #DIV/0! | [9 empty] | Benefit/Cost Ratio = |  |  | #DIV/0! | [7 empty] | Benefit/Cost Ratio = |  |  | #DIV/0! | [6 empty] | 11
12) Utility Discount Rate = |  | 7.216% | Test Results | NPV | B/C | [62 empty] | 12
|  |  | Ratepayer Impact Measure Test | 0 | #DIV/0! | [62 empty] | 13
13) Societal Discount Rate = |  | 3.56% | Utility Cost Test | 0 | #DIV/0! | Worksheet Calculations | [18 empty] | Worksheet Calculations | [8 empty] | Worksheet Calculations | [12 empty] | Worksheet Calculations | [10 empty] | Worksheet Calculations | [9 empty] | 14 | bar: Year to (L)
|  |  | Societal Test | 0 | #DIV/0! | (A) | = Average Dk/Participant Saved (21) x Number of Participants (23) for Project Life (20) | (H): (I); (I): = (G) x (H) | (A) | = Table 1 (F) | [7 empty] | (A) | = Table 1 (F) | [5 empty] | (H) | = Table 2 (F) |  |  |  |  | (A) | = Table 1 (N) | [9 empty] | (A) | = Table 1 (F)
14) General Input Data Year = |  | 2014 | Participant Test | 0 | #DIV/0! | (B) | = Commodity Cost (3) escalated | (H): (J); (I): = (F) + (I) | (B) | = Table 1 (I) | [7 empty] | (G) | = Table 1 (I) | [5 empty] | (I) | = Direct Part. Costs (17) x No. of Part. (23) - Table 1 (N) |  |  |  |  | (B) | = Table 1 (A) | [9 empty] | (B) | = Table 1 (I)
|  |  | Total Resource Cost Test | 0 | #DIV/0! | (C) | = (A) x (B) | (H): (K); (I): = Distribution Delivery Charge (26) escalated. | (C) | = Table 1 (J) | [7 empty] | (C) | = Non-Gas Fuel Cost (7), adjusted for losses (8), escalated.. | [5 empty] | (J) | = (H) + (I) |  |  |  |  | (C) | = Retail Rate (1) escalated. | [9 empty] | (C) | = Table 3 (D)
15) Project Analysis Year 1 = |  | 2016 |  |  |  | (D) | = Variable O&M Cost (6), escalated | (H): (L); (I): = (A) x (K) x (1-Inverse of Tax Rate (27) | (D) | = Table 1 (M) | [7 empty] | (D) | = (C) x [Avg. Non-Gas Fuel Units/Part.Saved (22) x No. of Part. (23) | [5 empty] | (K) | = (G) - (J) |  |  |  |  | (D) | =(B) x (C) | [9 empty] | (D) | = (A) + (B) + (C)
[6 empty] | (E) | = (A) x (D) | (H): (M); (I): = Admin & Operating Costs (16a) | (E) | = Table 1 (N) | [7 empty] | (E) | = Gas Environmental Damage Factor (9), escalated | [11 empty] | (E) | = Non-Gas Fuel Retail Rate (2), escalated. | [9 empty] | (E) | = Table 3 (H)
[6 empty] | (F) | = (C) + (E) | (H): (N); (I): = Incentive Costs (16b) | (F) | = (D) + (E) | [7 empty] | (F) | = Table 1 (A) x (E) | [11 empty] | (F) | = (E) x [Avg. Non-Gas Fuel Units/Part.Saved (22) x No. of Part. (23) | [9 empty] | (F) | = Table 3 (I) | [8 empty] | 15
[6 empty] | (G) | = (A) x Peak Reduction Factor (5) | (H): (O); (I): = (L) + (M) + (N) | (G) | = (C) - (F) | [7 empty] | (G) | = (A) + (B) + (D) + (F) | [11 empty] | (G) | = (A) + (D) + (F) | [9 empty] | (G) | = (E) + (F) | [8 empty] | 16
[6 empty] | (H) | = Demand Cost (4) escalated. | (H): (P); (I): = (J) - (O) | [22 empty] | (H) | = Direct Participant Costs (17) x Number of Participants (23) | [9 empty] | (H) | = (D) - (G) | [8 empty] | 17
[47 empty] | (I) | = (G) - (H)
Note on N14: mulkernr: no escalation because using projected gas cost.
Note on T14: mulkernr: no escalatipm beciase using 2016 cost

## Gas Costs
Montana-Dakota Utilities Co.
Gas Utility - South Dakota
Projected Cost of Gas - 2017
South Dakota
|  | Residential | Firm General
Retail Rate
Average cost of gas 1/ |  | 4.683 | 4.683
Margin |  | 1.891 | 0.98 | 2/
Total Retail Rate |  | 6.574 | 5.663
Gas Commodity |  | 18838059
Non-gas commodity |  | 1213480
Total |  | 20051539 | 2.976 | per dk adj. for losses
Dk deliveries |  | 6805657
Demand Cost (Avoided Capacity) ($/dk/yr)
Total Demand Charges (February 2017 PGA) |  | 11502524
Capacity requriements 3/ |  | 80808
Demand Costs |  | 142.34
1/ Based on February 2017 PGA adjusted to reflect the projected annual 2017 gas commodity cost.
2/ Meters rated < 500 cubic feet.
3/ FT-1, FT-1 negotiated contract and T-FTG-1 capacity.
Electric - Black Hills Power
Residential
Base Rate | 2015-04-01 | 12 | 9.25 |  | 111
Energy Charge
All Kwh |  | 12000 | 0.09989 |  | 1198.68
Cost Adjustment |  | 12000 | 0.03695 |  | 443.4
Total Bill |  |  |  |  | 1753.08
Average Realization |  |  |  |  | 0.14609
Commercial (Small general service)
Base Rate |  | 12 | 12 |  | 144
Energy Charge
First 3000 Kwh |  | 36000 | 0.08463 |  | 3046.68
Over 3,000 Kwh |  | 36000 | 0.06763 |  | 2434.68
Cost Adjustment |  | 72000 | 0.0381 |  | 2743.2
Demand Charge
First 50 KW |  | 200 | 8.25 |  | 1650
Over 50 KW |  |  | 7.75 |  | 0
Total Bill |  |  |  |  | 10018.56
Average Realization |  |  |  |  | 0.13915
Cost of Fuel
Base |  | 0.0146
FPPA |  | 0.01129
Total |  | 0.02589
Cost adjustment effective June 1, 2016